{"text_format":"1","workbook":"xlsx","n_sheets":14,"sheets":["Multisplit","SkyAir","Split","Kapacita","-----------------","Sheet3","data1","data2","data5","data3","data4","Pictures","Ceník","Custom"],"not_rendered":{"charts":0,"images":12,"macros":1,"external_links":0,"defined_names":16,"comments":0,"pivot_tables":0},"unopened":[],"bounds":{"document_bytes":16777216,"sheet_cells":100000,"rows_first":2000,"rows_last":500,"rows_between":2000,"halvings":0,"cell_chars":16384,"cell_head_chars":4096},"cells_cut":0,"cells_raw":0,"read":"whole","date_system":"1900"}

{"sheet":"Multisplit","index":0,"n_rows":193,"n_cols":91,"rows_kept":193,"cut":false,"hidden":false,"merged":[[77,33,78,33],[77,34,78,34],[77,36,78,36],[77,37,78,37],[77,38,78,38],[77,39,78,39],[77,40,78,40],[82,33,83,33],[82,34,83,34],[82,35,83,35],[82,36,83,36],[82,37,83,37],[84,33,85,33],[84,34,85,34],[84,35,85,35],[84,36,85,36],[84,37,85,37],[79,33,80,33],[79,38,80,38],[79,39,80,39],[79,40,80,40],[63,33,64,33],[63,34,64,34],[63,35,63,39],[65,33,66,33],[65,34,66,34],[59,33,59,34],[59,35,59,39],[60,33,61,34],[62,33,62,34],[69,33,69,35],[69,36,69,38],[69,39,69,41],[69,42,70,42],[71,42,72,42],[73,33,73,35],[73,36,73,38],[73,39,73,41],[12,17,13,17],[34,28,35,28],[34,29,35,29],[34,30,35,30],[36,28,37,28],[36,29,37,29],[36,30,37,30],[30,28,31,28],[30,29,31,29],[30,30,31,30],[22,28,23,28],[22,29,23,29],[22,30,23,30],[24,28,25,28],[24,29,25,29],[24,30,25,30],[57,4,57,8],[57,10,57,11],[58,4,58,8],[58,10,58,11],[59,4,59,8],[59,10,59,11],[54,4,54,8],[54,10,54,11],[55,4,55,8],[55,10,55,11],[56,4,56,8],[56,10,56,11],[63,2,63,9],[63,10,63,11],[65,2,65,3],[60,4,60,8],[60,10,60,11],[61,4,61,8],[61,10,61,11],[62,4,62,8],[62,10,62,11],[52,4,52,8],[52,10,52,11],[53,4,53,8],[53,10,53,11],[48,4,48,8],[48,10,48,11],[49,4,49,8],[49,10,49,11],[50,4,50,8],[50,10,50,11],[51,4,51,8],[51,10,51,11],[47,4,47,8],[47,10,47,11],[38,30,39,30],[41,7,41,16],[42,2,42,11],[43,2,44,2],[43,3,44,3],[43,4,44,8],[43,9,44,9],[43,10,44,11],[38,24,39,24],[38,25,39,25],[38,26,39,26],[38,27,39,27],[38,28,39,28],[38,29,39,29],[38,1,39,1],[38,2,39,2],[38,17,39,17],[38,18,39,18],[38,23,39,23],[45,4,45,8],[45,10,45,11],[46,4,46,8],[46,10,46,11],[36,1,37,1],[36,2,37,2],[36,17,37,17],[36,18,37,18],[36,23,37,23],[36,24,37,24],[36,25,37,25],[36,26,37,26],[36,27,37,27],[34,1,35,1],[34,2,35,2],[34,17,35,17],[34,18,35,18],[34,23,35,23],[34,24,35,24],[34,25,35,25],[34,26,35,26],[34,27,35,27],[32,1,33,1],[32,2,33,2],[32,17,33,17],[32,18,33,18],[32,23,33,23],[32,30,33,30],[32,24,33,24],[32,25,33,25],[32,26,33,26],[32,27,33,27],[32,28,33,28],[32,29,33,29],[30,1,31,1],[30,2,31,2],[30,17,31,17],[30,18,31,18],[30,23,31,23],[30,24,31,24],[30,25,31,25],[30,26,31,26],[30,27,31,27],[26,1,27,1],[26,2,27,2],[26,17,27,17],[26,18,27,18],[26,23,27,23],[26,30,27,30],[28,1,29,1],[28,2,29,2],[28,17,29,17],[28,18,29,18],[28,23,29,23],[28,24,29,24],[28,25,29,25],[28,26,29,26],[28,27,29,27],[26,24,27,24],[26,25,27,25],[26,26,27,26],[26,27,27,27],[26,28,27,28],[26,29,27,29],[28,28,29,28],[28,29,29,29],[28,30,29,30],[24,1,25,1],[24,2,25,2],[24,17,25,17],[24,18,25,18],[24,23,25,23],[24,24,25,24],[24,25,25,25],[24,26,25,26],[24,27,25,27],[22,1,23,1],[22,2,23,2],[22,17,23,17],[22,18,23,18],[22,23,23,23],[22,24,23,24],[22,25,23,25],[22,26,23,26],[22,27,23,27],[20,1,21,1],[20,2,21,2],[20,3,20,7],[20,8,20,10],[20,11,20,13],[20,14,20,16],[20,30,21,30],[20,24,21,24],[20,25,21,25],[20,26,21,26],[20,27,21,27],[20,28,21,28],[20,29,21,29],[20,17,21,17],[20,18,21,18],[20,19,21,19],[20,21,21,21],[20,22,21,22],[20,23,21,23],[14,29,15,29],[14,30,15,30],[16,17,17,17],[16,18,17,18],[16,23,17,23],[16,24,17,24],[16,25,17,25],[16,26,17,26],[14,23,15,23],[14,24,15,24],[14,25,15,25],[14,26,15,26],[14,27,15,27],[14,28,15,28],[14,17,15,17],[14,18,15,18],[14,19,15,19],[14,21,15,21],[14,22,15,22],[16,27,17,27],[16,28,17,28],[16,29,17,29],[16,30,17,30],[14,1,15,1],[14,2,15,2],[14,3,14,7],[14,8,14,10],[14,11,14,13],[7,3,7,5],[7,6,7,7],[7,9,7,11],[7,12,7,14],[10,1,10,2],[14,14,14,16],[11,1,12,2],[11,8,11,16],[10,8,10,16],[12,8,13,16],[13,1,13,2],[5,3,5,5],[5,6,5,7],[5,9,5,11],[5,12,5,14],[5,15,5,16],[6,3,6,5],[6,6,6,7],[6,9,6,11],[6,12,6,14],[6,15,6,16],[16,2,17,2],[16,1,17,1],[10,3,10,7],[0,20,0,22],[2,3,2,5],[2,6,2,7],[2,8,2,11],[2,12,2,14],[2,15,2,16],[2,17,2,20],[3,3,3,5],[3,6,3,7],[3,9,3,11],[3,12,3,14],[3,15,3,16],[4,3,4,5],[4,6,4,7],[4,9,4,11],[4,12,4,14],[4,15,4,16],[7,15,7,16],[8,3,8,5],[8,6,8,7],[8,8,8,11]]}
[{"$f":"MID(CELL(\"filename\",A1),FIND(\"]\",CELL(\"filename\",A1))+1,31)","v":"Multisplit"},"vyplňujte modrá pole",null,"Zpět zadání","Zpět Count",null,null,null,null,null,null,null,null,null,null,null,"v případě chyby či dotazu kontaktujte:",null,null,null,"novak.martin@daikin.cz",null,null,null,{"$f":"Custom!B2","v":0},{"$f":"Custom!B1","v":0},null,null,null,null,null,null,null,null,null,null,null,null,null,null,null,null,null,null,null,null,null,null,null,null,"Perfera"]
[null,null,null,null,null,null,null,null,null,null,null,null,null,null,null,null,null,null,null,null,null,null,null,"sloupec","řádek",null,null,null,{"$f":"LEFT(AF2,1)","v":"2"},null,null,"2MXM40M","V1","vykonovy index","cislo indexu","serazeni","text pro sestavu",null,"Comfora","Podstropní","FBA",null,null,null,"Celkem jednotek",null,"2V1B9",{"$f":"CONCATENATE(B17,AU2)","v":"5MXM90A92V1B9"},"max. Délka",null,"2V1B9"]
[null,"vypisujte postupně","požadovaný výkon (kW)","navrhovaný výkon",null,null,"průměr potrubí",null,"délka potrubí (m)",null,null,null,"typ jednotky",null,null,"označení",null,"základní příslušenství",null,null,null,"Připojení",null,{"$f":"IFERROR(MATCH(AH3,data2!$B$2:$I$2,0),\"\")","v":4},{"$f":"IFERROR(MATCH(M4,data2!$A$3:$A$16,0),\"\")","v":7},{"$f":"IF(C4>0,\"1\",\"\")","v":"1"},{"$f":"IFERROR(Z3*I4,\"0\")","v":0},null,"2","r",null,"2MXM50M9","V2",{"$f":"IF(C4>0,VLOOKUP(C4,$AH$13:$AK$22,4,1),\"\")","v":3.5},{"$f":"IFERROR(VALUE(AH3),\"\")","v":3.5},{"$f":"IFERROR(SMALL($AI$3:$AI$7,1),\"\")","v":2},{"$f":"IF(AJ3=2,\"2,0\",(IF(AJ3=5,\"5,0\",IF(AJ3=6,\"6,0\",AJ3))))","v":"2,0"},null,{"$f":"IF(M4=\"comfora\",1*C4,0)","v":3},{"$f":"IF(M4=\"Podstropní\",1*C4,0)","v":0},{"$f":"IF(M4=\"Kanálovka Střední\",1*C4,0)","v":0},null,null,null,{"$f":"IF(C4>0,1,0)","v":1},null,{"$f":"IF(M4=\"comfora\",\"5V1B9\",\"5V1B\")","v":"5V1B9"},{"$f":"CONCATENATE(P4,AU3)","v":"FTXP35N95V1B9"},{"$f":"IF(J4=\"!Překročena max. délka!\",1,0)","v":0},null,{"$f":"IF(M4=\"comfora\",\"5V1B9\",\"5V1B\")","v":"5V1B9"}]
[null,null,3,{"$f":"IF(C4>0,VLOOKUP(C4,$AH$13:$AK$22,2,1),\"\")","v":"3,5kW"},null,null,{"$f":"IF(LEFT(P4,6)=\"FTXA42\",\"6,35x9,5 mm\",IF(AND(D4=\"4,2kW\",M4=\"Perfera\"),\"6,35x9,5mm\",IF(C4>0,VLOOKUP(C4,$AH$13:$AK$22,3,1),\"\")))","v":"6,35x9,5mm"},null,null,{"$f":"IF(C4<>0,IF(I4<=25,(IF(I4<=15,\"OK\",\"pouze  2MXM68A a větší\")),\"!Překročena max. délka!\"),\"\")","v":"OK"},null,null,"Comfora",null,null,{"$f":"IFERROR((INDEX(data2!$B$3:$I$16,Multisplit!Y3,X3)),\"\")","v":"FTXP35N9"},null,{"$f":"IF(AND(U4=\"RTD-RA\",T4=\"kabelový\"),\"Nelze kom. RTD a ovl.\",IF(T4=\"infra\",IFERROR(VLOOKUP(P4,data2!$B$20:$E$83,4,FALSE),\"\"),IFERROR(VLOOKUP(P4,data2!$B$20:$E$83,2,FALSE),\"\")))","v":""},{"$f":"IF(R4=\"BRC073\",\"BRCW901A08\",IFERROR(VLOOKUP(P4,data2!$B$20:$E$83,3,FALSE),\"\"))","v":""},"infra",{"$f":"IF(AS3=1,IF(AND(V4=$H$106,BD4=\"Split\"),\"RTD-RA\",IF(AND(V4=$H$106,BD4=\"Skyair\"),\"EKMBPP1\",IF(AND(V4=$H$107,BD4=\"Split\"),\"KRP928A2S\",IF(AND(V4=$H$107,BD4=\"Skyair\"),\"\",\"\")))),\"\")","v":""},"Žádné",{"$f":"IF(M4=\"Comfora\",\"pouze 2MXM, 3MXM52 a 3MXM68\",(IF(M4=\"Kazeta 600x600\",\"nelze 2MXM40M\",(IF(M4=\"Kazeta 900x900\",\"nelze 2MXM*\",(IF(M4=\"Parapetní neopláštěná\",\"nelze 2MXM*\",(IF(M4=\"Podstropní\",\"nelze 2MXM*\",IF(M4=\"Kanálovka Střední\",\"nelze 2MXM*\",\"\"))))))))))","v":"pouze 2MXM, 3MXM52 a 3MXM68"},{"$f":"IFERROR(MATCH(AH4,data2!$B$2:$I$2,0),\"\")","v":4},{"$f":"IFERROR(MATCH(M5,data2!$A$3:$A$16,0),\"\")","v":7},{"$f":"IF(C5>0,\"1\",\"\")","v":"1"},{"$f":"IFERROR(Z4*I5,\"0\")","v":0},null,"3","r",null,"3MXM40N","V3",{"$f":"IF(C5>0,VLOOKUP(C5,$AH$13:$AK$22,4,1),\"\")","v":3.5},{"$f":"IFERROR(VALUE(AH4),\"\")","v":3.5},{"$f":"IFERROR(SMALL($AI$3:$AI$7,2),\"\")","v":2},{"$f":"IF(C5>0,IF(AJ4=2,\"+2,0\",(IF(AJ4=5,\"+5,0\",IF(AJ4=6,\"+6,0\",CONCATENATE(\"+\",AJ4))))),\"\")","v":"+2,0"},null,{"$f":"IF(M5=\"comfora\",1*C5,0)","v":3},0,0,null,null,null,{"$f":"IF(C5>0,1,0)","v":1},null,"5V1B9","FTXP35N95V1B9",0,null,"5V1B9",null,null,null,null,{"$f":"VLOOKUP(M4,$AN$13:$AO$29,2,FALSE)","v":"Split"},null,null,null,null,null,null,null,null,null,null,null,null,null,null,null,null,null,null,null,null,null,null,null,null,null,null,null,null,null,null,null,null,null,null,{"$f":"IF(R4=\"Nelze kom. RTD a ovl.\",1,0)","v":0}]
[null,null,3,{"$f":"IF(C5>0,VLOOKUP(C5,$AH$13:$AK$22,2,1),\"\")","v":"3,5kW"},null,null,{"$f":"IF(LEFT(P5,6)=\"FTXA42\",\"6,35x9,5 mm\",IF(AND(D5=\"4,2kW\",M5=\"Perfera\"),\"6,35x9,5mm\",IF(C5>0,VLOOKUP(C5,$AH$13:$AK$22,3,1),\"\")))","v":"6,35x9,5mm"},null,null,{"$f":"IF(C5<>0,IF(I5<=25,(IF(I5<=15,\"OK\",\"pouze 2MXM68A a větší\")),\"!Překročena max. délka!\"),\"\")","v":"OK"},null,null,"Comfora",null,null,{"$f":"IFERROR((INDEX(data2!$B$3:$I$16,Multisplit!Y4,X4)),\"\")","v":"FTXP35N9"},null,{"$f":"IF(AND(U5=\"RTD-RA\",T5=\"kabelový\"),\"Nelze kom. RTD a ovl.\",IF(T5=\"infra\",IFERROR(VLOOKUP(P5,data2!$B$20:$E$83,4,FALSE),\"\"),IFERROR(VLOOKUP(P5,data2!$B$20:$E$83,2,FALSE),\"\")))","v":""},{"$f":"IF(R5=\"BRC073\",\"BRCW901A08\",IFERROR(VLOOKUP(P5,data2!$B$20:$E$83,3,FALSE),\"\"))","v":""},"infra",{"$f":"IF(AS4=1,IF(AND(V5=$H$106,BD5=\"Split\"),\"RTD-RA\",IF(AND(V5=$H$106,BD5=\"Skyair\"),\"EKMBPP1\",IF(AND(V5=$H$107,BD5=\"Split\"),\"KRP928A2S\",IF(AND(V5=$H$107,BD5=\"Skyair\"),\"\",\"\")))),\"\")","v":""},"Žádné",{"$f":"IF(M5=\"Comfora\",\"pouze 2MXM, 3MXM52 a 3MXM68\",(IF(M5=\"Kazeta 600x600\",\"nelze 2MXM40M\",(IF(M5=\"Kazeta 900x900\",\"nelze 2MXM*\",(IF(M5=\"Parapetní neopláštěná\",\"nelze 2MXM*\",(IF(M5=\"Podstropní\",\"nelze 2MXM*\",IF(M5=\"Kanálovka Střední\",\"nelze 2MXM*\",\"\"))))))))))","v":"pouze 2MXM, 3MXM52 a 3MXM68"},{"$f":"IFERROR(MATCH(AH5,data2!$B$2:$I$2,0),\"\")","v":2},{"$f":"IFERROR(MATCH(M6,data2!$A$3:$A$16,0),\"\")","v":7},{"$f":"IF(C6>0,\"1\",\"\")","v":"1"},{"$f":"IFERROR(Z5*I6,\"0\")","v":0},null,"3",null,null,"3MXM52N","V4",{"$f":"IF(C6>0,VLOOKUP(C6,$AH$13:$AK$22,4,1),\"\")","v":2},{"$f":"IFERROR(VALUE(AH5),\"\")","v":2},{"$f":"IFERROR(SMALL($AI$3:$AI$7,3),\"\")","v":2},{"$f":"IF(C6>0,IF(AJ5=2,\"+2,0\",(IF(AJ5=5,\"+5,0\",IF(AJ5=6,\"+6,0\",CONCATENATE(\"+\",AJ5))))),\"\")","v":"+2,0"},null,2,0,0,null,null,null,{"$f":"IF(C6>0,1,0)","v":1},null,"5V1B9","FTXP20N95V1B9",0,null,"5V1B9",null,null,null,null,{"$f":"VLOOKUP(M5,$AN$13:$AO$29,2,FALSE)","v":"Split"},null,null,null,null,null,null,null,null,null,null,null,null,null,null,null,null,null,null,null,null,null,null,null,null,null,null,null,null,null,null,null,null,null,null,{"$f":"IF(R5=\"Nelze kom. RTD a ovl.\",1,0)","v":0}]
[null,null,2,{"$f":"IF(C6>0,VLOOKUP(C6,$AH$13:$AK$22,2,1),\"\")","v":"2,0kW"},null,null,"6,35x9,5mm",null,null,{"$f":"IF(C6<>0,IF(I6<=25,(IF(I6<=15,\"OK\",\"pouze 3MXM a větší\")),\"!Překročena max. délka!\"),\"\")","v":"OK"},null,null,"Comfora",null,null,{"$f":"IFERROR((INDEX(data2!$B$3:$I$16,Multisplit!Y5,X5)),\"\")","v":"FTXP20N9"},null,{"$f":"IF(AND(U6=\"RTD-RA\",T6=\"kabelový\"),\"Nelze kom. RTD a ovl.\",IF(T6=\"infra\",IFERROR(VLOOKUP(P6,data2!$B$20:$E$83,4,FALSE),\"\"),IFERROR(VLOOKUP(P6,data2!$B$20:$E$83,2,FALSE),\"\")))","v":""},{"$f":"IF(R6=\"BRC073\",\"BRCW901A08\",IFERROR(VLOOKUP(P6,data2!$B$20:$E$83,3,FALSE),\"\"))","v":""},"infra",{"$f":"IF(AS5=1,IF(AND(V6=$H$106,BD6=\"Split\"),\"RTD-RA\",IF(AND(V6=$H$106,BD6=\"Skyair\"),\"EKMBPP1\",IF(AND(V6=$H$107,BD6=\"Split\"),\"KRP928A2S\",IF(AND(V6=$H$107,BD6=\"Skyair\"),\"\",\"\")))),\"\")","v":""},"Žádné",{"$f":"IF(M6=\"Comfora\",\"pouze 2MXM, 3MXM52 a 3MXM68\",(IF(M6=\"Kazeta 600x600\",\"nelze 2MXM40M\",(IF(M6=\"Kazeta 900x900\",\"nelze 2MXM*\",(IF(M6=\"Parapetní neopláštěná\",\"nelze 2MXM*\",(IF(M6=\"Podstropní\",\"nelze 2MXM*\",IF(M6=\"Kanálovka Střední\",\"nelze 2MXM*\",\"\"))))))))))","v":"pouze 2MXM, 3MXM52 a 3MXM68"},{"$f":"IFERROR(MATCH(AH6,data2!$B$2:$I$2,0),\"\")","v":2},{"$f":"IFERROR(MATCH(M7,data2!$A$3:$A$16,0),\"\")","v":7},{"$f":"IF(C7>0,\"1\",\"\")","v":"1"},{"$f":"IFERROR(Z6*I7,\"0\")","v":0},null,"3","M custom",null,"3MXM68N","V5",{"$f":"IF(C7>0,VLOOKUP(C7,$AH$13:$AK$22,4,1),\"\")","v":2},{"$f":"IFERROR(VALUE(AH6),\"\")","v":2},{"$f":"IFERROR(SMALL($AI$3:$AI$7,4),\"\")","v":3.5},{"$f":"IF(C7>0,IF(AJ6=2,\"+2,0\",(IF(AJ6=5,\"+5,0\",IF(AJ6=6,\"+6,0\",CONCATENATE(\"+\",AJ6))))),\"\")","v":"+3,5"},null,2,0,0,null,null,null,{"$f":"IF(C7>0,1,0)","v":1},null,"5V1B9","FTXP20N95V1B9",0,null,"5V1B9",null,null,null,null,{"$f":"VLOOKUP(M6,$AN$13:$AO$29,2,FALSE)","v":"Split"},null,null,null,null,null,null,null,null,null,null,null,null,null,null,null,null,null,null,null,null,null,null,null,null,null,null,null,null,null,null,null,null,null,null,{"$f":"IF(R6=\"Nelze kom. RTD a ovl.\",1,0)","v":0}]
[null,{"$f":"\"\"","v":""},2,{"$f":"IF(C7>0,VLOOKUP(C7,$AH$13:$AK$22,2,1),\"\")","v":"2,0kW"},null,null,"6,35x9,5mm",null,null,{"$f":"IF(C7<>0,IF(I7<=25,(IF(I7<=15,\"OK\",\"pouze 3MXM a větší\")),\"!Překročena max. délka!\"),\"\")","v":"OK"},null,null,"Comfora",null,null,{"$f":"IFERROR((INDEX(data2!$B$3:$I$16,Multisplit!Y6,X6)),\"\")","v":"FTXP20N9"},null,{"$f":"IF(AND(U7=\"RTD-RA\",T7=\"kabelový\"),\"Nelze kom. RTD a ovl.\",IF(T7=\"infra\",IFERROR(VLOOKUP(P7,data2!$B$20:$E$83,4,FALSE),\"\"),IFERROR(VLOOKUP(P7,data2!$B$20:$E$83,2,FALSE),\"\")))","v":""},{"$f":"IF(R7=\"BRC073\",\"BRCW901A08\",IFERROR(VLOOKUP(P7,data2!$B$20:$E$83,3,FALSE),\"\"))","v":""},"infra",{"$f":"IF(AS6=1,IF(AND(V7=$H$106,BD7=\"Split\"),\"RTD-RA\",IF(AND(V7=$H$106,BD7=\"Skyair\"),\"EKMBPP1\",IF(AND(V7=$H$107,BD7=\"Split\"),\"KRP928A2S\",IF(AND(V7=$H$107,BD7=\"Skyair\"),\"\",\"\")))),\"\")","v":""},"Žádné",{"$f":"IF(M7=\"Comfora\",\"pouze 2MXM, 3MXM52 a 3MXM68\",(IF(M7=\"Kazeta 600x600\",\"nelze 2MXM40M\",(IF(M7=\"Kazeta 900x900\",\"nelze 2MXM*\",(IF(M7=\"Parapetní neopláštěná\",\"nelze 2MXM*\",(IF(M7=\"Podstropní\",\"nelze 2MXM*\",IF(M7=\"Kanálovka Střední\",\"nelze 2MXM*\",\"\"))))))))))","v":"pouze 2MXM, 3MXM52 a 3MXM68"},{"$f":"IFERROR(MATCH(AH7,data2!$B$2:$I$2,0),\"\")","v":2},{"$f":"IFERROR(MATCH(M8,data2!$A$3:$A$16,0),\"\")","v":7},{"$f":"IF(C8>0,\"1\",\"\")","v":"1"},{"$f":"IFERROR(Z7*I8,\"0\")","v":0},null,"4",null,null,"4MXM68N","V6",{"$f":"IF(C8>0,VLOOKUP(C8,$AH$13:$AK$22,4,1),\"\")","v":2},{"$f":"IFERROR(VALUE(AH7),\"\")","v":2},{"$f":"IFERROR(SMALL($AI$3:$AI$7,5),\"\")","v":3.5},{"$f":"IF(C8>0,IF(AJ7=2,\"+2,0\",(IF(AJ7=5,\"+5,0\",IF(AJ7=6,\"+6,0\",CONCATENATE(\"+\",AJ7))))),\"\")","v":"+3,5"},null,2,0,0,null,null,null,{"$f":"IF(C8>0,1,0)","v":1},null,"5V1B9","FTXP20N95V1B9",0,null,"5V1B9",null,null,null,null,{"$f":"VLOOKUP(M7,$AN$13:$AO$29,2,FALSE)","v":"Split"},null,null,null,null,null,null,null,null,null,null,null,null,null,null,null,null,null,null,null,null,null,null,null,null,null,null,null,null,null,null,null,null,null,null,{"$f":"IF(R7=\"Nelze kom. RTD a ovl.\",1,0)","v":0}]
[null,{"$f":"\"\"","v":""},2,{"$f":"IF(C8>0,VLOOKUP(C8,$AH$13:$AK$22,2,1),\"\")","v":"2,0kW"},null,null,"6,35x9,5mm",null,null,{"$f":"IF(C8<>0,IF(I8<=25,(IF(I8<=15,\"OK\",\"pouze 3MXM a větší\")),\"!Překročena max. délka!\"),\"\")","v":"OK"},null,null,"Comfora",null,null,{"$f":"IFERROR((INDEX(data2!$B$3:$I$16,Multisplit!Y7,X7)),\"\")","v":"FTXP20N9"},null,{"$f":"IF(AND(U8=\"RTD-RA\",T8=\"kabelový\"),\"Nelze kom. RTD a ovl.\",IF(T8=\"infra\",IFERROR(VLOOKUP(P8,data2!$B$20:$E$83,4,FALSE),\"\"),IFERROR(VLOOKUP(P8,data2!$B$20:$E$83,2,FALSE),\"\")))","v":""},{"$f":"IF(R8=\"BRC073\",\"BRCW901A08\",IFERROR(VLOOKUP(P8,data2!$B$20:$E$83,3,FALSE),\"\"))","v":""},"infra",{"$f":"IF(AS7=1,IF(AND(V8=$H$106,BD8=\"Split\"),\"RTD-RA\",IF(AND(V8=$H$106,BD8=\"Skyair\"),\"EKMBPP1\",IF(AND(V8=$H$107,BD8=\"Split\"),\"KRP928A2S\",IF(AND(V8=$H$107,BD8=\"Skyair\"),\"\",\"\")))),\"\")","v":""},"Žádné",{"$f":"IF(M8=\"Comfora\",\"pouze 2MXM, 3MXM52 a 3MXM68\",(IF(M8=\"Kazeta 600x600\",\"nelze 2MXM40M\",(IF(M8=\"Kazeta 900x900\",\"nelze 2MXM*\",(IF(M8=\"Parapetní neopláštěná\",\"nelze 2MXM*\",(IF(M8=\"Podstropní\",\"nelze 2MXM*\",IF(M8=\"Kanálovka Střední\",\"nelze 2MXM*\",\"\"))))))))))","v":"pouze 2MXM, 3MXM52 a 3MXM68"},null,null,{"$f":"AA3+AA4+AA5+AA6+AA7","v":0},null,null,"4",null,null,"4MXM80N","V7",null,{"$f":"SUM(AI3:AI7)","v":13},null,null,null,0,0,0,null,null,null,null,null,"5V1B","5V1B",0,null,"5V1B",null,null,null,null,{"$f":"VLOOKUP(M8,$AN$13:$AO$29,2,FALSE)","v":"Split"},null,null,null,null,null,null,null,null,null,null,{"$f":"C46","v":"CE.HEADER"},{"$f":"D46","v":1},{"$f":"E46","v":"12C.001 Chlazení místností"},null,null,null,null,null,null,null,null,null,null,null,null,null,null,null,null,null,null,null,null,null,{"$f":"IF(R8=\"Nelze kom. RTD a ovl.\",1,0)","v":0}]
[null,"celkem",{"$f":"C4+C5+C6+C7+C8","v":12},{"$f":"CONCATENATE(AI8,\"kW\")","v":"13kW"},null,null,"Součtová délka",null,{"$f":"CONCATENATE(Z8,\" m\")","v":"0 m"},null,null,null,null,null,null,null,null,null,null,null,null,null,null,null,null,null,null,null,"5",null,null,"5MXM90N","V8",null,null,null,null,"Suma",0,{"$f":"SUM(AN3:AN8)","v":0},{"$f":"SUM(AO3:AO8)","v":0},null,null,null,{"$f":"SUM(AS3:AS8)","v":5},null,null,null,{"$f":"SUM(AW3:AW8)","v":0},null,null,null,null,null,null,null,null,null,null,null,null,null,null,null,null,null,{"$f":"C47","v":"5MXM90A9"},{"$f":"IFERROR(D47*$D$42,\"\")","v":1},{"$f":"E47","v":"Venkovní multisplit jednotka pro 2-5 vnitřních jednotek"},{"$f":"J47","v":98858},98858,{"$f":"R45","v":"12C.001 Chlazení místností"},0,"5MXM90A9+FTXP35N9 FTXP35N9 FTXP20N9 FTXP20N9 FTXP20N9",9,10,2.75,2.66,"230V/50Hz","na dotaz","na dotaz","C/20A","64 dBA","52 dBA",{"$f":"CONCATENATE(L200,CHAR(10),K200,CHAR(10),K201,CHAR(10),K202,CHAR(10),K203,CHAR(10),K204,CHAR(10),K205,CHAR(10),K206,CHAR(10),K207,CHAR(10),K208,CHAR(10),K209,CHAR(10),K210,CHAR(10),K211,CHAR(10),K212,CHAR(10),K213,CHAR(10),K215,CHAR(10),K217,CHAR(10),K219,CHAR(10),K220,CHAR(10),K222,CHAR(10),K223,CHAR(10),K224,CHAR(10),K225,CHAR(10),K226)","v":"\n\n\n\n\n\n\n\n\n\n\n\n\n\n\n\n\n\n\n\n\n\n\n"},null,null,null,null,null,{"$f":"SUM(CM4:CM8)","v":0}]
[null,null,null,null,null,null,null,null,null,null,null,null,null,null,null,null,null,null,null,null,null,null,null,null,null,null,null,null,null,null,null,null,null,null,null,null,null,null,null,null,null,null,null,null,null,null,null,null,null,null,null,null,null,null,null,null,null,null,null,null,null,null,null,null,null,null,{"$f":"C48","v":"FTXP20N9"},{"$f":"IFERROR(D48*$D$42,\"\")","v":3},{"$f":"E48","v":"SPLIT COMFORA nástěnná jednotka"},9506,28518,null,null,null,null,null,null,null,null,null,null,null,null,null,{"$f":"IFERROR(HLOOKUP(BO10,$P$177:$T$178,2,FALSE),\"\")","v":""}]
[null,{"$f":"VLOOKUP(A1,#REF!,2,FALSE)","v":{"$error":"#REF!"}},null,"Průměry potrubí",null,null,null,null,null,null,null,null,null,null,null,null,null,"(nutné ověřit !!)",null,null,null,null,null,null,null,null,null,null,null,null,null,null,null,null,null,null,null,null,null,null,null,null,null,null,null,null,null,null,null,null,null,null,null,null,null,null,null,null,null,null,null,null,null,null,null,null,{"$f":"C49","v":"FTXP35N9"},{"$f":"IFERROR(D49*$D$42,\"\")","v":2},{"$f":"E49","v":"SPLIT COMFORA nástěnná jednotka"},11594,23188,null,null,null,null,null,null,null,null,null,null,null,null,null,{"$f":"IFERROR(HLOOKUP(BO11,$P$177:$T$178,2,FALSE),\"\")","v":""}]
[null,"Vybraná venkovní Jedotka ze seznamu níže:",null,{"$f":"P4","v":"FTXP35N9"},{"$f":"P5","v":"FTXP35N9"},{"$f":"P6","v":"FTXP20N9"},{"$f":"P7","v":"FTXP20N9"},{"$f":"P8","v":"FTXP20N9"},"Nejdelší délka větve vniřní jednotka - venkovní",null,null,null,null,null,null,null,null,{"$f":"VLOOKUP(B17,AF44:AH52,3,FALSE)","v":25},null,null,null,null,null,null,null,null,null,null,null,null,null,null,null,null,null,null,null,null,null,null,null,null,null,null,null,null,null,null,null,null,null,null,null,null,null,null,null,null,null,null,null,null,null,null,null,null,{"$f":"C50","v":""},{"$f":"IFERROR(D50*$D$42,\"\")","v":""},{"$f":"E50","v":""},{"$f":"J50","v":""},{"$f":"K50","v":""},null,null,null,null,null,null,null,null,null,null,null,null,null,{"$f":"IFERROR(HLOOKUP(BO12,$P$177:$T$178,2,FALSE),\"\")","v":""}]
[null,null,null,{"$f":"G4","v":"6,35x9,5mm"},{"$f":"G5","v":"6,35x9,5mm"},{"$f":"G6","v":"6,35x9,5mm"},{"$f":"G7","v":"6,35x9,5mm"},{"$f":"G8","v":"6,35x9,5mm"},"Maximalní součtová délka (součet všech délek vniřní jednotka - venkovní)",null,null,null,null,null,null,null,null,{"$f":"VLOOKUP(B17,AF44:AG52,2,FALSE)","v":75},null,null,null,null,null,null,null,null,null,null,null,null,null,null,null,0,"1,5kW","6,35x9,5mm",1.5,null,null,"Perfera","Split","RTD-RA","KRP928A2S","Vnitřní jednotka nástěnná",null,null,null,null,null,null,null,null,null,null,null,null,null,null,null,null,null,null,null,null,null,null,{"$f":"C51","v":""},{"$f":"IFERROR(D51*$D$42,\"\")","v":""},{"$f":"E51","v":""},{"$f":"J51","v":""},{"$f":"K51","v":""},null,null,null,null,null,null,null,null,null,null,null,null,null,{"$f":"IFERROR(HLOOKUP(BO13,$P$177:$T$178,2,FALSE),\"\")","v":""}]
[null,"Místnost (výkon od nejmenšího výkonu po největší)",null,{"$f":"B4","v":0},{"$f":"B5","v":0},{"$f":"B6","v":0},{"$f":"B7","v":""},{"$f":"B8","v":""},null,null,null,null,null,null,null,null,null,null,null,null,null,null,null,null,null,null,null,null,null,null,null,null,null,null,null,null,null,null,null,"Stylish Bílá","Split","RTD-RA","KRP928A2S","Vnitřní jednotka nástěnná"]
[null,"Venkovní Jednotka","Vnitřní jednotky","Chladicí / topný výkon (kW) na místnost",null,null,null,null,"Celkový výkon (kW)",null,null,"Celkový příkon (kW)",null,null,"Celkový proud (A)",null,null,"Doporuč. jištění","Rozvodné napětí","Štítek","SEER","Pdesign","odhad spotřeby (kWh/sezonu)","celkem potrubí","zákl. náplň chladiva R32 (kg)","doplnění chladiva (kg)","rozměry VxŠxH (mm)","hmotnost","vzdálenost konzolí","akustický výkon ","akustický tlak v 1 m ",null,null,1.75,"2,0kW","6,35x9,5mm",2,null,null,"Stylish Stříbrná","Split","RTD-RA","KRP928A2S","Vnitřní jednotka nástěnná",null,null,null,null,null,null,null,null,null,null,null,null,null,null,null,null,null,null,null,null,null,null,{"$f":"C52","v":""},{"$f":"IFERROR(D52*$D$42,\"\")","v":""},{"$f":"E52","v":""},{"$f":"J52","v":""},{"$f":"K52","v":""},null,null,null,null,null,null,null,null,null,null,null,null,null,{"$f":"IFERROR(HLOOKUP(BO15,$P$177:$T$178,2,FALSE),\"\")","v":""}]
[null,null,null,"A","B","C","D","E","Min.","Nom.","Max.","Min.","Nom.","Max.","Min.","Nom.","Max.",null,null,null,"SCOP",null,null,null,null,null,null,null,null,null,null,null,null,2.25,"2,5kW","6,35x9,5mm",2.5,null,null,"Stylish Černá","Split","RTD-RA","KRP928A2S","Vnitřní jednotka nástěnná",null,null,null,null,null,null,null,null,null,null,null,null,null,null,null,null,null,null,null,null,null,null,"","","","","",null,null,null,null,null,null,null,null,null,null,null,null,null,{"$f":"IFERROR(HLOOKUP(BO16,$P$177:$T$178,2,FALSE),\"\")","v":""}]
[null,{"$f":"IF(C41=\"délky\",\"Změna délky potrubí\",IF(AS9>1,IF($E$19=1,B23,IF($E$19=2,B25,IF($E$19=3,B29,IF($E$19=4,B31,IF($E$19=5,B33,IF($E$19=6,B35,IF($E$19=7,B37,IF($E$19=8,B39,IF($E$19=9,B27,\"\"))))))))),\"Přidej IU\"))","v":"5MXM90A9"},{"$f":"IF($E$19=1,C23,IF($E$19=2,C25,IF($E$19=3,C29,IF($E$19=4,C31,IF($E$19=5,C33,IF($E$19=6,C35,IF($E$19=7,C37,IF($E$19=8,C39,IF($E$19=9,C27,\"\")))))))))","v":"2,0+2,0+2,0+3,5+3,5"},{"$f":"IF(D23=0,\"\",IF($E$19=1,D23,IF($E$19=2,D25,IF($E$19=3,D29,IF($E$19=4,D31,IF($E$19=5,D33,IF($E$19=6,D35,IF($E$19=7,D37,IF($E$19=8,D39,IF($E$19=9,D27,\"\"))))))))))","v":1.38},1.38,1.38,2.42,2.42,{"$f":"IF(I23=0,\"\",IF($E$19=1,I23,IF($E$19=2,I25,IF($E$19=3,I29,IF($E$19=4,I31,IF($E$19=5,I33,IF($E$19=6,I35,IF($E$19=7,I37,IF($E$19=8,I39,IF($E$19=9,I27,\"\"))))))))))","v":2.99},{"$f":"IF(J23=0,\"\",IF($E$19=1,J23,IF($E$19=2,J25,IF($E$19=3,J29,IF($E$19=4,J31,IF($E$19=5,J33,IF($E$19=6,J35,IF($E$19=7,J37,IF($E$19=8,J39,IF($E$19=9,J27,\"\"))))))))))","v":9},{"$f":"IF(K23=0,\"\",IF($E$19=1,K23,IF($E$19=2,K25,IF($E$19=3,K29,IF($E$19=4,K31,IF($E$19=5,K33,IF($E$19=6,K35,IF($E$19=7,K37,IF($E$19=8,K39,IF($E$19=9,K27,\"\"))))))))))","v":9.64},0.56000000000000005,2.06,2.75,2.57,9.43,12.59,{"$f":"IF($E$19=1,R23,IF($E$19=2,R25,IF($E$19=3,R29,IF($E$19=4,R31,IF($E$19=5,R33,IF($E$19=6,R35,IF($E$19=7,R37,IF($E$19=8,R39,IF($E$19=9,R27,\"\")))))))))","v":"C/20A"},{"$f":"IF($E$19=1,S23,IF($E$19=2,S25,IF($E$19=3,S29,IF($E$19=4,S31,IF($E$19=5,S33,IF($E$19=6,S35,IF($E$19=7,S37,IF($E$19=8,S39,IF($E$19=9,S27,\"\")))))))))","v":"230V/50Hz"},{"$f":"IF($E$19=1,T23,IF($E$19=2,T25,IF($E$19=3,T29,IF($E$19=4,T31,IF($E$19=5,T33,IF($E$19=6,T35,IF($E$19=7,T37,IF($E$19=8,T39,\"\"))))))))","v":"A++"},7.78,9,405,{"$f":"IF($E$19=1,X23,IF($E$19=2,X25,IF($E$19=3,X29,IF($E$19=4,X31,IF($E$19=5,X33,IF($E$19=6,X35,IF($E$19=7,X37,IF($E$19=8,X39,IF($E$19=9,X27,\"\")))))))))","v":"OK"},{"$f":"IF($E$19=1,Y23,IF($E$19=2,Y25,IF($E$19=3,Y29,IF($E$19=4,Y31,IF($E$19=5,Y33,IF($E$19=6,Y35,IF($E$19=7,Y37,IF($E$19=8,Y39,IF($E$19=9,Y27,\"\")))))))))","v":2.4},"není potřeba","734x958x340","68 kg","600 mm","64 dBA","52 dBA",null,null,2.75,"3,5kW","6,35x9,5mm",3.5,null,null,"Emura Bílá","Split","RTD-RA","KRP928A2S","Vnitřní jednotka nástěnná",null,null,null,null,null,null,null,null,null,null,null,null,null,null,null,null,null,null,null,null,null,null,"","","","","",null,null,null,null,null,null,null,null,null,null,null,null,null,{"$f":"IFERROR(HLOOKUP(BO17,$P$177:$T$178,2,FALSE),\"\")","v":""}]
[null,null,null,{"$f":"IF(D24=0,\"\",IF($E$19=1,D24,IF($E$19=2,D26,IF($E$19=3,D30,IF($E$19=4,D32,IF($E$19=5,D34,IF($E$19=6,D36,IF($E$19=7,D38,IF($E$19=8,D40,IF($E$19=9,D28,\"\"))))))))))","v":1.54},1.54,1.54,2.69,2.69,3.77,10,11.54,0.57999999999999996,2.0299999999999998,2.66,2.67,9.3000000000000007,12.17,null,null,{"$f":"IF($E$19=1,T24,IF($E$19=2,T26,IF($E$19=3,T30,IF($E$19=4,T32,IF($E$19=5,T34,IF($E$19=6,T36,IF($E$19=7,T38,IF($E$19=8,T40,\"\"))))))))","v":"A+"},{"$f":"IF($E$19=1,U24,IF($E$19=2,U26,IF($E$19=3,U30,IF($E$19=4,U32,IF($E$19=5,U34,IF($E$19=6,U36,IF($E$19=7,U38,IF($E$19=8,U40,\"\"))))))))","v":4.54},{"$f":"IF($E$19=1,V24,IF($E$19=2,V26,IF($E$19=3,V30,IF($E$19=4,V32,IF($E$19=5,V34,IF($E$19=6,V36,IF($E$19=7,V38,IF($E$19=8,V40,\"\"))))))))","v":6.46},{"$f":"IF($E$19=1,W24,IF($E$19=2,W26,IF($E$19=3,W30,IF($E$19=4,W32,IF($E$19=5,W34,IF($E$19=6,W36,IF($E$19=7,W38,IF($E$19=8,W40,\"\"))))))))","v":"1 992"},null,null,null,null,null,null,null,null,null,null,3.75,"4,2kW","6,35x12,7mm",4.2,null,null,"Emura Stříbrná","Split","RTD-RA","KRP928A2S","Vnitřní jednotka nástěnná",null,null,null,null,null,null,null,null,null,null,null,null,null,null,null,null,null,null,null,null,null,null,"","","","","",null,null,null,null,null,null,null,null,null,null,null,null,null,{"$f":"IFERROR(HLOOKUP(BO18,$P$177:$T$178,2,FALSE),\"\")","v":""}]
[null,"Sestava",{"$f":"D19","v":"2,0+2,0+2,0+3,5+3,5"},{"$f":"CONCATENATE(AK3,AK4,AK5,AK6,AK7)","v":"2,0+2,0+2,0+3,5+3,5"},8,null,null,null,null,null,null,null,null,null,null,null,null,null,null,null,null,null,null,null,null,null,null,null,null,null,null,null,null,4.3499999999999996,"5,0kW","6,35x12,7mm",5,null,null,"Comfora","Split","RTD-RA","KRP928A2S","Vnitřní jednotka nástěnná",null,null,null,null,null,null,null,null,null,null,null,null,null,null,null,null,null,null,null,null,null,null,"","","","",""]
[null,null,1,2,3,4,5,6,7,8,9,10,11,12,13,14,15,null,null,20,21,22,23,null,null,null,null,null,null,null,null,null,null,5.25,"6,0kW","6,35x12,7mm",6,null,null,"Parapetní opláštěná","Split","RTD-RA",null,null,null,null,null,null,null,null,null,null,null,null,null,null,null,null,null,null,null,null,null,null,null,null,"","","","",""]
[null,"Venkovní Jednotka","Vnitřní jednotky","Chladicí / topný výkon (kW) na místnost",null,null,null,null,"Celkový výkon (kW)",null,null,"Celkový příkon (kW)",null,null,"Celkový proud (A)",null,null,"Doporuč. jištění","Rozvodné napětí","Štítek","SEER","Pdesign","odhad spotřeby (kWh/sezonu)","celkem potrubí","zákl. náplň chladiva R32 (kg)","doplnění chladiva (kg)","rozměry VxŠxH (mm)","hmotnost","vzdálenost konzolí","akustický výkon ","akustický tlak v 1 m ",null,null,6.25,"7,1kW","6,35x15,9mm",7.1,null,null,"Kanálovka nízká","Skyair","RTD-NET",null,"Vnitřní jednotka kanálová středotlaká nízká",null,null,null,null,null,null,null,null,null,null,null,null,null,null,null,null,null,null,null,null,null,null,"","","","",""]
[null,null,null,"A","B","C","D","E","Min.","Nom.","Max.","Min.","Nom.","Max.","Min.","Nom.","Max.",null,null,null,"SCOP",null,null,null,null,null,null,null,null,null,null,null,null,7.8,"x","x",null,null,null,"Kanálovka Střední","Skyair","RTD-NET",null,"Vnitřní jednotka kanálová středotlaká",null,null,null,null,null,null,null,null,null,null,null,null,null,null,null,null,null,null,null,null,null,null,"",{"$f":"IFERROR(D59*$D$42*$D$42,\"\")","v":""},"","",""]
[{"$f":"IFERROR(VLOOKUP($C$19,data3!$C$3:$Z$15,24,FALSE),\"\")","v":""},{"$f":"IF(AO9>=1,\"\",IF(AN9>=1,\"\",IF(A23=1,AM23,\"\")))","v":""},{"$f":"IFERROR(VLOOKUP($C$19,data3!$C$3:$Y$15,C$20,FALSE),\"\")","v":""},{"$f":"IFERROR(VLOOKUP($C$19,data3!$C$3:$Y$15,D$20,FALSE),\"\")","v":""},{"$f":"IFERROR(VLOOKUP($C$19,data3!$C$3:$Y$15,E$20,FALSE),\"\")","v":""},{"$f":"IFERROR(VLOOKUP($C$19,data3!$C$3:$Y$15,F$20,FALSE),\"\")","v":""},{"$f":"IFERROR(VLOOKUP($C$19,data3!$C$3:$Y$15,G$20,FALSE),\"\")","v":""},{"$f":"IFERROR(VLOOKUP($C$19,data3!$C$3:$Y$15,H$20,FALSE),\"\")","v":""},{"$f":"IFERROR(VLOOKUP($C$19,data3!$C$3:$Y$15,I$20,FALSE),\"\")","v":""},{"$f":"IFERROR(VLOOKUP($C$19,data3!$C$3:$Y$15,J$20,FALSE),\"\")","v":""},{"$f":"IFERROR(VLOOKUP($C$19,data3!$C$3:$Y$15,K$20,FALSE),\"\")","v":""},{"$f":"IFERROR(VLOOKUP($C$19,data3!$C$3:$Y$15,L$20,FALSE),\"\")","v":""},{"$f":"IFERROR(VLOOKUP($C$19,data3!$C$3:$Y$15,M$20,FALSE),\"\")","v":""},{"$f":"IFERROR(VLOOKUP($C$19,data3!$C$3:$Y$15,N$20,FALSE),\"\")","v":""},{"$f":"IFERROR(VLOOKUP($C$19,data3!$C$3:$Y$15,O$20,FALSE),\"\")","v":""},{"$f":"IFERROR(VLOOKUP($C$19,data3!$C$3:$Y$15,P$20,FALSE),\"\")","v":""},{"$f":"IFERROR(VLOOKUP($C$19,data3!$C$3:$Y$15,Q$20,FALSE),\"\")","v":""},{"$f":"IF(A23=1,AF23,\"\")","v":""},{"$f":"IF(A23=1,AG23,\"\")","v":""},{"$f":"IFERROR(VLOOKUP($C$19,data3!$C$3:$Y$15,T$20,FALSE),\"\")","v":""},{"$f":"IFERROR(VLOOKUP($C$19,data3!$C$3:$Y$15,U$20,FALSE),\"\")","v":""},{"$f":"IFERROR(VLOOKUP($C$19,data3!$C$3:$Y$15,V$20,FALSE),\"\")","v":""},{"$f":"IFERROR(VLOOKUP($C$19,data3!$C$3:$Y$15,W$20,FALSE),\"\")","v":""},{"$f":"IF(A23=1,(IF($Z$8<=30, \"OK\", \"!Překročena součtová délka!\")),\"\")","v":""},{"$f":"IF(A23=1,AJ23,\"\")","v":""},{"$f":"IF(X23=\"OK\",IF(($Z$8-20)>0,($Z$8-20)*0.02,\"není potřeba\"),\"\")","v":""},{"$f":"IF(A23=1,AH23,\"\")","v":""},{"$f":"IF(A23=1,AK23,\"\")","v":""},{"$f":"IF(A23=1,AI23,\"\")","v":""},{"$f":"IF(A23=1,AS23,\"\")","v":""},{"$f":"IF(A23=1,AT23,\"\")","v":""},"C/16A","230V/50Hz","550x765x285","574 mm",0.88,"36 kg",null,"2MXM40A9","Kazeta 900x900","Skyair","RTD-NET",null,"Vnitřní jednotka kazetová s kruhovým 360° výstupem vzduchu","60 dBA","48 dBA",null,null,null,null,null,null,null,null,null,null,null,null,null,null,null,null,null,null,null,null,{"$f":"IF(C60=0,\"\",C60)","v":""},{"$f":"IF(D60=0,\"\",D60*$D$42)","v":""},"","","",null,null,null,null,null,null,null,null,null,null,{"$f":"ISNUMBER(AJ5)","v":true}]
[0,null,null,{"$f":"IFERROR(VLOOKUP($C$19,data4!$C$3:$Z$15,D$20,FALSE),\"\")","v":""},{"$f":"IFERROR(VLOOKUP($C$19,data4!$C$3:$Z$15,E$20,FALSE),\"\")","v":""},{"$f":"IFERROR(VLOOKUP($C$19,data4!$C$3:$Z$15,F$20,FALSE),\"\")","v":""},{"$f":"IFERROR(VLOOKUP($C$19,data4!$C$3:$Z$15,G$20,FALSE),\"\")","v":""},{"$f":"IFERROR(VLOOKUP($C$19,data4!$C$3:$Z$15,H$20,FALSE),\"\")","v":""},{"$f":"IFERROR(VLOOKUP($C$19,data4!$C$3:$Z$15,I$20,FALSE),\"\")","v":""},{"$f":"IFERROR(VLOOKUP($C$19,data4!$C$3:$Z$15,J$20,FALSE),\"\")","v":""},{"$f":"IFERROR(VLOOKUP($C$19,data4!$C$3:$Z$15,K$20,FALSE),\"\")","v":""},{"$f":"IFERROR(VLOOKUP($C$19,data4!$C$3:$Z$15,L$20,FALSE),\"\")","v":""},{"$f":"IFERROR(VLOOKUP($C$19,data4!$C$3:$Z$15,M$20,FALSE),\"\")","v":""},{"$f":"IFERROR(VLOOKUP($C$19,data4!$C$3:$Z$15,N$20,FALSE),\"\")","v":""},{"$f":"IFERROR(VLOOKUP($C$19,data4!$C$3:$Z$15,O$20,FALSE),\"\")","v":""},{"$f":"IFERROR(VLOOKUP($C$19,data4!$C$3:$Z$15,P$20,FALSE),\"\")","v":""},{"$f":"IFERROR(VLOOKUP($C$19,data4!$C$3:$Z$15,Q$20,FALSE),\"\")","v":""},null,null,{"$f":"IFERROR(VLOOKUP($C$19,data4!$C$3:$Z$15,T$20,FALSE),\"\")","v":""},{"$f":"IFERROR(VLOOKUP($C$19,data4!$C$3:$Z$15,U$20,FALSE),\"\")","v":""},{"$f":"IFERROR(VLOOKUP($C$19,data4!$C$3:$Z$15,V$20,FALSE),\"\")","v":""},{"$f":"IFERROR(VLOOKUP($C$19,data4!$C$3:$Z$15,W$20,FALSE),\"\")","v":""},null,null,null,null,null,null,null,null,null,null,null,null,null,null,null,null,"Kazeta 600x600","Skyair","RTD-NET",null,"Vnitřní jednotka 4-cestná, kazetová",null,null,1,{"$f":"X23","v":""},null,null,null,null,null,null,null,null,null,null,null,null,null,null,null,null,null,null,{"$f":"IF(C61=0,\"\",C61)","v":""},{"$f":"IF(D61=0,\"\",D61*$D$42)","v":""},"","",""]
[{"$f":"IFERROR(VLOOKUP($C$19,data3!$C$16:$Z$40,24,FALSE),\"\")","v":""},{"$f":"IF(AO9>=1,\"\",IF(AN9>=1,\"\",IF(A25=1,AM25,\"\")))","v":""},{"$f":"IFERROR(VLOOKUP($C$19,data3!$C$16:$Y$40,C$20,FALSE),\"\")","v":""},{"$f":"IFERROR(VLOOKUP($C$19,data3!$C$16:$Y$40,D$20,FALSE),\"\")","v":""},{"$f":"IFERROR(VLOOKUP($C$19,data3!$C$16:$Y$40,E$20,FALSE),\"\")","v":""},{"$f":"IFERROR(VLOOKUP($C$19,data3!$C$16:$Y$40,F$20,FALSE),\"\")","v":""},{"$f":"IFERROR(VLOOKUP($C$19,data3!$C$16:$Y$40,G$20,FALSE),\"\")","v":""},{"$f":"IFERROR(VLOOKUP($C$19,data3!$C$16:$Y$40,H$20,FALSE),\"\")","v":""},{"$f":"IFERROR(VLOOKUP($C$19,data3!$C$16:$Y$40,I$20,FALSE),\"\")","v":""},{"$f":"IFERROR(VLOOKUP($C$19,data3!$C$16:$Y$40,J$20,FALSE),\"\")","v":""},{"$f":"IFERROR(VLOOKUP($C$19,data3!$C$16:$Y$40,K$20,FALSE),\"\")","v":""},{"$f":"IFERROR(VLOOKUP($C$19,data3!$C$16:$Y$40,L$20,FALSE),\"\")","v":""},{"$f":"IFERROR(VLOOKUP($C$19,data3!$C$16:$Y$40,M$20,FALSE),\"\")","v":""},{"$f":"IFERROR(VLOOKUP($C$19,data3!$C$16:$Y$40,N$20,FALSE),\"\")","v":""},{"$f":"IFERROR(VLOOKUP($C$19,data3!$C$16:$Y$40,O$20,FALSE),\"\")","v":""},{"$f":"IFERROR(VLOOKUP($C$19,data3!$C$16:$Y$40,P$20,FALSE),\"\")","v":""},{"$f":"IFERROR(VLOOKUP($C$19,data3!$C$16:$Y$40,Q$20,FALSE),\"\")","v":""},{"$f":"IF(A25=1,AF25,\"\")","v":""},{"$f":"IF(A25=1,AG25,\"\")","v":""},{"$f":"IFERROR(VLOOKUP($C$19,data3!$C$16:$Y$40,T$20,FALSE),\"\")","v":""},{"$f":"IFERROR(VLOOKUP($C$19,data3!$C$16:$Y$40,U$20,FALSE),\"\")","v":""},{"$f":"IFERROR(VLOOKUP($C$19,data3!$C$16:$Y$40,V$20,FALSE),\"\")","v":""},{"$f":"IFERROR(VLOOKUP($C$19,data3!$C$16:$Y$40,W$20,FALSE),\"\")","v":""},{"$f":"IF(A25=1,(IF($Z$8<=30, \"OK\", \"!Překročena součtová délka!\")),\"\")","v":""},{"$f":"IF(A25=1,AJ25,\"\")","v":""},{"$f":"IF(X25=\"OK\",IF(($Z$8-20)>0,($Z$8-20)*0.02,\"není potřeba\"),\"\")","v":""},{"$f":"IF(A25=1,AH25,\"\")","v":""},{"$f":"IF(A25=1,AK25,\"\")","v":""},{"$f":"IF(A25=1,AI25,\"\")","v":""},{"$f":"IF(A25=1,AS25,\"\")","v":""},{"$f":"IF(A25=1,AT25,\"\")","v":""},"C/16A","230V/50Hz","550x765x285","574 mm",1.1499999999999999,"41 kg",null,"2MXM50A9","Podstropní","Skyair","RTD-NET",null,"Vnitřní jednotka postropní s 1 výdechem","60 dBA","46 dBA",2,{"$f":"X25","v":""},null,null,null,null,null,null,null,null,null,null,null,null,null,null,null,null,null,null,{"$f":"IF(C62=0,\"\",C62)","v":""},{"$f":"IF(D62=0,\"\",D62*$D$42)","v":""},"","",""]
[0,null,null,{"$f":"IFERROR(VLOOKUP($C$19,data4!$C$16:$Y$40,D$20,FALSE),\"\")","v":""},{"$f":"IFERROR(VLOOKUP($C$19,data4!$C$16:$Y$40,E$20,FALSE),\"\")","v":""},{"$f":"IFERROR(VLOOKUP($C$19,data4!$C$16:$Y$40,F$20,FALSE),\"\")","v":""},{"$f":"IFERROR(VLOOKUP($C$19,data4!$C$16:$Y$40,G$20,FALSE),\"\")","v":""},{"$f":"IFERROR(VLOOKUP($C$19,data4!$C$16:$Y$40,H$20,FALSE),\"\")","v":""},{"$f":"IFERROR(VLOOKUP($C$19,data4!$C$16:$Y$40,I$20,FALSE),\"\")","v":""},{"$f":"IFERROR(VLOOKUP($C$19,data4!$C$16:$Y$40,J$20,FALSE),\"\")","v":""},{"$f":"IFERROR(VLOOKUP($C$19,data4!$C$16:$Y$40,K$20,FALSE),\"\")","v":""},{"$f":"IFERROR(VLOOKUP($C$19,data4!$C$16:$Y$40,L$20,FALSE),\"\")","v":""},{"$f":"IFERROR(VLOOKUP($C$19,data4!$C$16:$Y$40,M$20,FALSE),\"\")","v":""},{"$f":"IFERROR(VLOOKUP($C$19,data4!$C$16:$Y$40,N$20,FALSE),\"\")","v":""},{"$f":"IFERROR(VLOOKUP($C$19,data4!$C$16:$Y$40,O$20,FALSE),\"\")","v":""},{"$f":"IFERROR(VLOOKUP($C$19,data4!$C$16:$Y$40,P$20,FALSE),\"\")","v":""},{"$f":"IFERROR(VLOOKUP($C$19,data4!$C$16:$Y$40,Q$20,FALSE),\"\")","v":""},null,null,{"$f":"IFERROR(VLOOKUP($C$19,data4!$C$16:$Y$40,T$20,FALSE),\"\")","v":""},{"$f":"IFERROR(VLOOKUP($C$19,data4!$C$16:$Y$40,U$20,FALSE),\"\")","v":""},{"$f":"IFERROR(VLOOKUP($C$19,data4!$C$16:$Y$40,V$20,FALSE),\"\")","v":""},{"$f":"IFERROR(VLOOKUP($C$19,data4!$C$16:$Y$40,W$20,FALSE),\"\")","v":""},null,null,null,null,null,null,null,null,null,null,null,null,null,null,null,null,"Parapetní neopláštěná","Skyair","RTD-NET",null,null,null,null,3,{"$f":"X29","v":""},null,null,null,null,null,null,null,null,null,null,null,null,null,null,null,null,null,null,{"$f":"IF(C63=0,\"\",C63)","v":""},{"$f":"IF(D63=0,\"\",D63*$D$42)","v":{"$error":"#VALUE!"}},"","",""]
[{"$f":"IFERROR(VLOOKUP($C$19,data3!$C$41:$Z$72,24,FALSE),\"\")","v":""},{"$f":"IF(AO9>=1,\"\",IF(AN9>=1,\"\",IF(A27=1,AM27,\"\")))","v":""},{"$f":"IFERROR(VLOOKUP($C$19,data3!$C$41:$Y$72,C$20,FALSE),\"\")","v":""},{"$f":"IFERROR(VLOOKUP($C$19,data3!$C$41:$Y$72,D$20,FALSE),\"\")","v":""},{"$f":"IFERROR(VLOOKUP($C$19,data3!$C$41:$Y$72,E$20,FALSE),\"\")","v":""},{"$f":"IFERROR(VLOOKUP($C$19,data3!$C$16:$Y$40,F$20,FALSE),\"\")","v":""},{"$f":"IFERROR(VLOOKUP($C$19,data3!$C$16:$Y$40,G$20,FALSE),\"\")","v":""},{"$f":"IFERROR(VLOOKUP($C$19,data3!$C$16:$Y$40,H$20,FALSE),\"\")","v":""},{"$f":"IFERROR(VLOOKUP($C$19,data3!$C$41:$Y$72,I$20,FALSE),\"\")","v":""},{"$f":"IFERROR(VLOOKUP($C$19,data3!$C$41:$Y$72,J$20,FALSE),\"\")","v":""},{"$f":"IFERROR(VLOOKUP($C$19,data3!$C$41:$Y$72,K$20,FALSE),\"\")","v":""},{"$f":"IFERROR(VLOOKUP($C$19,data3!$C$41:$Y$72,L$20,FALSE),\"\")","v":""},{"$f":"IFERROR(VLOOKUP($C$19,data3!$C$41:$Y$72,M$20,FALSE),\"\")","v":""},{"$f":"IFERROR(VLOOKUP($C$19,data3!$C$41:$Y$72,N$20,FALSE),\"\")","v":""},{"$f":"IFERROR(VLOOKUP($C$19,data3!$C$41:$Y$72,O$20,FALSE),\"\")","v":""},{"$f":"IFERROR(VLOOKUP($C$19,data3!$C$41:$Y$72,P$20,FALSE),\"\")","v":""},{"$f":"IFERROR(VLOOKUP($C$19,data3!$C$41:$Y$72,Q$20,FALSE),\"\")","v":""},{"$f":"IF(A27=1,AF27,\"\")","v":""},{"$f":"IF(A27=1,AG27,\"\")","v":""},"-","-","-","-",{"$f":"IF(A27=1,(IF($Z$8<=50, \"OK\", \"!Překročena součtová délka!\")),\"\")","v":""},{"$f":"IF(A27=1,AJ27,\"\")","v":""},{"$f":"IF(X27=\"OK\",IF(($Z$8-20)>0,($Z$8-20)*0.02,\"není potřeba\"),\"\")","v":""},{"$f":"IF(A27=1,AH27,\"\")","v":""},{"$f":"IF(A27=1,AK27,\"\")","v":""},{"$f":"IF(A27=1,AI27,\"\")","v":""},{"$f":"IF(A27=1,AS27,\"\")","v":""},{"$f":"IF(A27=1,AT27,\"\")","v":""},"C/16A","230V/50Hz","734x958x340","574 mm",2,"60 kg",null,"2MXM68A9",null,null,null,null,null,"61 dBA","48 dBA",4,{"$f":"X31","v":""}]
[0,null,null,{"$f":"IFERROR(VLOOKUP($C$19,data4!$C$41:$Z$71,D$20,FALSE),\"\")","v":""},{"$f":"IFERROR(VLOOKUP($C$19,data4!$C$41:$Z$71,E$20,FALSE),\"\")","v":""},{"$f":"IFERROR(VLOOKUP($C$19,data4!$C$41:$Z$71,F$20,FALSE),\"\")","v":""},{"$f":"IFERROR(VLOOKUP($C$19,data4!$C$41:$Z$71,G$20,FALSE),\"\")","v":""},{"$f":"IFERROR(VLOOKUP($C$19,data4!$C$41:$Z$71,H$20,FALSE),\"\")","v":""},{"$f":"IFERROR(VLOOKUP($C$19,data4!$C$41:$Z$71,I$20,FALSE),\"\")","v":""},{"$f":"IFERROR(VLOOKUP($C$19,data4!$C$41:$Z$71,J$20,FALSE),\"\")","v":""},{"$f":"IFERROR(VLOOKUP($C$19,data4!$C$41:$Z$71,K$20,FALSE),\"\")","v":""},{"$f":"IFERROR(VLOOKUP($C$19,data4!$C$41:$Z$71,L$20,FALSE),\"\")","v":""},{"$f":"IFERROR(VLOOKUP($C$19,data4!$C$41:$Z$71,M$20,FALSE),\"\")","v":""},{"$f":"IFERROR(VLOOKUP($C$19,data4!$C$41:$Z$71,N$20,FALSE),\"\")","v":""},{"$f":"IFERROR(VLOOKUP($C$19,data4!$C$41:$Z$71,O$20,FALSE),\"\")","v":""},{"$f":"IFERROR(VLOOKUP($C$19,data4!$C$41:$Z$71,P$20,FALSE),\"\")","v":""},{"$f":"IFERROR(VLOOKUP($C$19,data4!$C$41:$Z$71,Q$20,FALSE),\"\")","v":""},null,null,"-","-","-","-",null,null,null,null,null,null,null,null,null,null,null,null,null,null,null,null,null,null,null,null,null,null,null,5,{"$f":"X33","v":""}]
[{"$f":"IFERROR(VLOOKUP($C$19,data3!$C$73:$Z$97,24,FALSE),\"\")","v":""},{"$f":"IF(AM9>=1,\"\",IF(A29=1,AM29,\"\"))","v":""},{"$f":"IFERROR(VLOOKUP($C$19,data3!$C$73:$Y$97,C$20,FALSE),\"\")","v":""},{"$f":"IFERROR(VLOOKUP($C$19,data3!$C$73:$Y$97,D$20,FALSE),\"\")","v":""},{"$f":"IFERROR(VLOOKUP($C$19,data3!$C$73:$Y$97,E$20,FALSE),\"\")","v":""},{"$f":"IFERROR(VLOOKUP($C$19,data3!$C$73:$Y$97,F$20,FALSE),\"\")","v":""},{"$f":"IFERROR(VLOOKUP($C$19,data3!$C$73:$Y$97,G$20,FALSE),\"\")","v":""},{"$f":"IFERROR(VLOOKUP($C$19,data3!$C$73:$Y$97,H$20,FALSE),\"\")","v":""},{"$f":"IFERROR(VLOOKUP($C$19,data3!$C$73:$Y$97,I$20,FALSE),\"\")","v":""},{"$f":"IFERROR(VLOOKUP($C$19,data3!$C$73:$Y$97,J$20,FALSE),\"\")","v":""},{"$f":"IFERROR(VLOOKUP($C$19,data3!$C$73:$Y$97,K$20,FALSE),\"\")","v":""},{"$f":"IFERROR(VLOOKUP($C$19,data3!$C$73:$Y$97,L$20,FALSE),\"\")","v":""},{"$f":"IFERROR(VLOOKUP($C$19,data3!$C$73:$Y$97,M$20,FALSE),\"\")","v":""},{"$f":"IFERROR(VLOOKUP($C$19,data3!$C$73:$Y$97,N$20,FALSE),\"\")","v":""},{"$f":"IFERROR(VLOOKUP($C$19,data3!$C$73:$Y$97,O$20,FALSE),\"\")","v":""},{"$f":"IFERROR(VLOOKUP($C$19,data3!$C$73:$Y$97,P$20,FALSE),\"\")","v":""},{"$f":"IFERROR(VLOOKUP($C$19,data3!$C$73:$Y$97,Q$20,FALSE),\"\")","v":""},{"$f":"IF(A29=1,AF29,\"\")","v":""},{"$f":"IF(A29=1,AG29,\"\")","v":""},{"$f":"IFERROR(VLOOKUP($C$19,data3!$C$73:$Y$97,T$20,FALSE),\"\")","v":""},{"$f":"IFERROR(VLOOKUP($C$19,data3!$C$73:$Y$97,U$20,FALSE),\"\")","v":""},{"$f":"IFERROR(VLOOKUP($C$19,data3!$C$73:$Y$97,V$20,FALSE),\"\")","v":""},{"$f":"IFERROR(VLOOKUP($C$19,data3!$C$73:$Y$97,W$20,FALSE),\"\")","v":""},{"$f":"IF(A29=1,(IF($Z$8<=50, \"OK\", \"!Překročena součtová délka!\")),\"\")","v":""},{"$f":"IF(A29=1,AJ29,\"\")","v":""},{"$f":"IF(X29=\"OK\",IF(($Z$8-30)>0,($Z$8-30)*0.02,\"není potřeba\"),\"\")","v":""},{"$f":"IF(A29=1,AH29,\"\")","v":""},{"$f":"IF(A29=1,AK29,\"\")","v":""},{"$f":"IF(A29=1,AI29,\"\")","v":""},{"$f":"IF(A29=1,AS29,\"\")","v":""},{"$f":"IF(A29=1,AT29,\"\")","v":""},"C/16A","230V/50Hz","734x958x340","600 mm",1.8,"57 kg",null,"3MXM40A9",null,null,null,null,null,"59 dBA","46 dBA",6,{"$f":"X35","v":""},null,null,null,null,null,null,null,null,null,null,null,null,null,null,null,null,null,null,{"$f":"C64","v":"Projektová cena celkem"},0,0,{"$f":"J64","v":0},{"$f":"K64","v":150564}]
[0,null,null,{"$f":"IFERROR(VLOOKUP($C$19,data4!$C$72:$Y$96,D$20,FALSE),\"\")","v":""},{"$f":"IFERROR(VLOOKUP($C$19,data4!$C$72:$Y$96,E$20,FALSE),\"\")","v":""},{"$f":"IFERROR(VLOOKUP($C$19,data4!$C$72:$Y$96,F$20,FALSE),\"\")","v":""},{"$f":"IFERROR(VLOOKUP($C$19,data4!$C$72:$Y$96,G$20,FALSE),\"\")","v":""},{"$f":"IFERROR(VLOOKUP($C$19,data4!$C$72:$Y$96,H$20,FALSE),\"\")","v":""},{"$f":"IFERROR(VLOOKUP($C$19,data4!$C$72:$Y$96,I$20,FALSE),\"\")","v":""},{"$f":"IFERROR(VLOOKUP($C$19,data4!$C$72:$Y$96,J$20,FALSE),\"\")","v":""},{"$f":"IFERROR(VLOOKUP($C$19,data4!$C$72:$Y$96,K$20,FALSE),\"\")","v":""},{"$f":"IFERROR(VLOOKUP($C$19,data4!$C$72:$Y$96,L$20,FALSE),\"\")","v":""},{"$f":"IFERROR(VLOOKUP($C$19,data4!$C$72:$Y$96,M$20,FALSE),\"\")","v":""},{"$f":"IFERROR(VLOOKUP($C$19,data4!$C$72:$Y$96,N$20,FALSE),\"\")","v":""},{"$f":"IFERROR(VLOOKUP($C$19,data4!$C$72:$Y$96,O$20,FALSE),\"\")","v":""},{"$f":"IFERROR(VLOOKUP($C$19,data4!$C$72:$Y$96,P$20,FALSE),\"\")","v":""},{"$f":"IFERROR(VLOOKUP($C$19,data4!$C$72:$Y$96,Q$20,FALSE),\"\")","v":""},null,null,{"$f":"IFERROR(VLOOKUP($C$19,data4!$C$72:$Y$96,T$20,FALSE),\"\")","v":""},{"$f":"IFERROR(VLOOKUP($C$19,data4!$C$72:$Y$96,U$20,FALSE),\"\")","v":""},{"$f":"IFERROR(VLOOKUP($C$19,data4!$C$72:$Y$96,V$20,FALSE),\"\")","v":""},{"$f":"IFERROR(VLOOKUP($C$19,data4!$C$72:$Y$96,W$20,FALSE),\"\")","v":""},null,null,null,null,null,null,null,null,null,null,null,null,null,null,null,null,null,null,null,null,null,null,null,7,{"$f":"X37","v":""},null,null,null,null,null,null,null,null,null,null,null,null,null,null,null,null,null,null,0,0,0,{"$f":"J65","v":" "},{"$f":"K65","v":0}]
[{"$f":"IFERROR(VLOOKUP($C$19,data3!$C$98:$Z$149,24,FALSE),\"\")","v":""},{"$f":"IF(A31=1,AM31,\"\")","v":""},{"$f":"IFERROR(VLOOKUP($C$19,data3!$C$98:$Y$149,C$20,FALSE),\"\")","v":""},{"$f":"IFERROR(VLOOKUP($C$19,data3!$C$98:$Y$149,D$20,FALSE),\"\")","v":""},{"$f":"IFERROR(VLOOKUP($C$19,data3!$C$98:$Y$149,E$20,FALSE),\"\")","v":""},{"$f":"IFERROR(VLOOKUP($C$19,data3!$C$98:$Y$149,F$20,FALSE),\"\")","v":""},{"$f":"IFERROR(VLOOKUP($C$19,data3!$C$98:$Y$149,G$20,FALSE),\"\")","v":""},{"$f":"IFERROR(VLOOKUP($C$19,data3!$C$98:$Y$149,H$20,FALSE),\"\")","v":""},{"$f":"IFERROR(VLOOKUP($C$19,data3!$C$98:$Y$149,I$20,FALSE),\"\")","v":""},{"$f":"IFERROR(VLOOKUP($C$19,data3!$C$98:$Y$149,J$20,FALSE),\"\")","v":""},{"$f":"IFERROR(VLOOKUP($C$19,data3!$C$98:$Y$149,K$20,FALSE),\"\")","v":""},{"$f":"IFERROR(VLOOKUP($C$19,data3!$C$98:$Y$149,L$20,FALSE),\"\")","v":""},{"$f":"IFERROR(VLOOKUP($C$19,data3!$C$98:$Y$149,M$20,FALSE),\"\")","v":""},{"$f":"IFERROR(VLOOKUP($C$19,data3!$C$98:$Y$149,N$20,FALSE),\"\")","v":""},{"$f":"IFERROR(VLOOKUP($C$19,data3!$C$98:$Y$149,O$20,FALSE),\"\")","v":""},{"$f":"IFERROR(VLOOKUP($C$19,data3!$C$98:$Y$149,P$20,FALSE),\"\")","v":""},{"$f":"IFERROR(VLOOKUP($C$19,data3!$C$98:$Y$149,Q$20,FALSE),\"\")","v":""},{"$f":"IF(A31=1,AF31,\"\")","v":""},{"$f":"IF(A31=1,AG31,\"\")","v":""},{"$f":"IFERROR(VLOOKUP($C$19,data3!$C$98:$Y$149,T$20,FALSE),\"\")","v":""},{"$f":"IFERROR(VLOOKUP($C$19,data3!$C$98:$Y$149,U$20,FALSE),\"\")","v":""},{"$f":"IFERROR(VLOOKUP($C$19,data3!$C$98:$Y$149,V$20,FALSE),\"\")","v":""},{"$f":"IFERROR(VLOOKUP($C$19,data3!$C$98:$Y$149,W$20,FALSE),\"\")","v":""},{"$f":"IF(A31=1,(IF($Z$8<=50, \"OK\", \"!Překročena součtová délka!\")),\"\")","v":""},{"$f":"IF(A31=1,AJ31,\"\")","v":""},{"$f":"IF(X31=\"OK\",IF(($Z$8-30)>0,($Z$8-30)*0.02,\"není potřeba\"),\"\")","v":""},{"$f":"IF(A31=1,AH31,\"\")","v":""},{"$f":"IF(A31=1,AK31,\"\")","v":""},{"$f":"IF(A31=1,AI31,\"\")","v":""},{"$f":"IF(A31=1,AS31,\"\")","v":""},{"$f":"IF(A31=1,AT31,\"\")","v":""},"C/20A","230V/50Hz","734x958x340","600 mm",1.8,"57 kg",null,"3MXM52A9",null,null,null,null,null,"59 dBA","46 dBA",8,{"$f":"X39","v":"OK"}]
[0,null,null,{"$f":"IFERROR(VLOOKUP($C$19,data4!$C$97:$Y$148,D$20,FALSE),\"\")","v":""},{"$f":"IFERROR(VLOOKUP($C$19,data4!$C$97:$Y$148,E$20,FALSE),\"\")","v":""},{"$f":"IFERROR(VLOOKUP($C$19,data4!$C$97:$Y$148,F$20,FALSE),\"\")","v":""},{"$f":"IFERROR(VLOOKUP($C$19,data4!$C$97:$Y$148,G$20,FALSE),\"\")","v":""},{"$f":"IFERROR(VLOOKUP($C$19,data4!$C$97:$Y$148,H$20,FALSE),\"\")","v":""},{"$f":"IFERROR(VLOOKUP($C$19,data4!$C$97:$Y$148,I$20,FALSE),\"\")","v":""},{"$f":"IFERROR(VLOOKUP($C$19,data4!$C$97:$Y$148,J$20,FALSE),\"\")","v":""},{"$f":"IFERROR(VLOOKUP($C$19,data4!$C$97:$Y$148,K$20,FALSE),\"\")","v":""},{"$f":"IFERROR(VLOOKUP($C$19,data4!$C$97:$Y$148,L$20,FALSE),\"\")","v":""},{"$f":"IFERROR(VLOOKUP($C$19,data4!$C$97:$Y$148,M$20,FALSE),\"\")","v":""},{"$f":"IFERROR(VLOOKUP($C$19,data4!$C$97:$Y$148,N$20,FALSE),\"\")","v":""},{"$f":"IFERROR(VLOOKUP($C$19,data4!$C$97:$Y$148,O$20,FALSE),\"\")","v":""},{"$f":"IFERROR(VLOOKUP($C$19,data4!$C$97:$Y$148,P$20,FALSE),\"\")","v":""},{"$f":"IFERROR(VLOOKUP($C$19,data4!$C$97:$Y$148,Q$20,FALSE),\"\")","v":""},null,null,{"$f":"IFERROR(VLOOKUP($C$19,data4!$C$97:$Y$148,T$20,FALSE),\"\")","v":""},{"$f":"IFERROR(VLOOKUP($C$19,data4!$C$97:$Y$148,U$20,FALSE),\"\")","v":""},{"$f":"IFERROR(VLOOKUP($C$19,data4!$C$97:$Y$148,V$20,FALSE),\"\")","v":""},{"$f":"IFERROR(VLOOKUP($C$19,data4!$C$97:$Y$148,W$20,FALSE),\"\")","v":""},null,null,null,null,null,null,null,null,null,null,null,null,null,null,null,null,null,null,null,null,null,null,null,9,{"$f":"X27","v":""}]
[{"$f":"IFERROR(VLOOKUP($C$19,data3!$C$150:$Z$232,24,FALSE),\"\")","v":""},{"$f":"IF(A33=1,AM33,\"\")","v":""},{"$f":"IFERROR(VLOOKUP($C$19,data3!$C$150:$Y$232,C$20,FALSE),\"\")","v":""},{"$f":"IFERROR(VLOOKUP($C$19,data3!$C$150:$Y$232,D$20,FALSE),\"\")","v":""},{"$f":"IFERROR(VLOOKUP($C$19,data3!$C$150:$Y$232,E$20,FALSE),\"\")","v":""},{"$f":"IFERROR(VLOOKUP($C$19,data3!$C$150:$Y$232,F$20,FALSE),\"\")","v":""},{"$f":"IFERROR(VLOOKUP($C$19,data3!$C$150:$Y$232,G$20,FALSE),\"\")","v":""},{"$f":"IFERROR(VLOOKUP($C$19,data3!$C$150:$Y$232,H$20,FALSE),\"\")","v":""},{"$f":"IFERROR(VLOOKUP($C$19,data3!$C$150:$Y$232,I$20,FALSE),\"\")","v":""},{"$f":"IFERROR(VLOOKUP($C$19,data3!$C$150:$Y$232,J$20,FALSE),\"\")","v":""},{"$f":"IFERROR(VLOOKUP($C$19,data3!$C$150:$Y$232,K$20,FALSE),\"\")","v":""},{"$f":"IFERROR(VLOOKUP($C$19,data3!$C$150:$Y$232,L$20,FALSE),\"\")","v":""},{"$f":"IFERROR(VLOOKUP($C$19,data3!$C$150:$Y$232,M$20,FALSE),\"\")","v":""},{"$f":"IFERROR(VLOOKUP($C$19,data3!$C$150:$Y$232,N$20,FALSE),\"\")","v":""},{"$f":"IFERROR(VLOOKUP($C$19,data3!$C$150:$Y$232,O$20,FALSE),\"\")","v":""},{"$f":"IFERROR(VLOOKUP($C$19,data3!$C$150:$Y$232,P$20,FALSE),\"\")","v":""},{"$f":"IFERROR(VLOOKUP($C$19,data3!$C$150:$Y$232,Q$20,FALSE),\"\")","v":""},{"$f":"IF(A33=1,AF33,\"\")","v":""},{"$f":"IF(A33=1,AG33,\"\")","v":""},{"$f":"IFERROR(VLOOKUP($C$19,data3!$C$150:$Y$232,T$20,FALSE),\"\")","v":""},{"$f":"IFERROR(VLOOKUP($C$19,data3!$C$150:$Y$232,U$20,FALSE),\"\")","v":""},{"$f":"IFERROR(VLOOKUP($C$19,data3!$C$150:$Y$232,V$20,FALSE),\"\")","v":""},{"$f":"IFERROR(VLOOKUP($C$19,data3!$C$150:$Y$232,W$20,FALSE),\"\")","v":""},{"$f":"IF(A33=1,(IF($Z$8<=50, \"OK\", \"!Překročena součtová délka!\")),\"\")","v":""},{"$f":"IF(A33=1,AJ33,\"\")","v":""},{"$f":"IF(X33=\"OK\",IF(($Z$8-30)>0,($Z$8-30)*0.02,\"není potřeba\"),\"\")","v":""},{"$f":"IF(A33=1,AH33,\"\")","v":""},{"$f":"IF(A33=1,AK33,\"\")","v":""},{"$f":"IF(A33=1,AI33,\"\")","v":""},{"$f":"IF(A33=1,AS33,\"\")","v":""},{"$f":"IF(A33=1,AT33,\"\")","v":""},"C/20A","230V/50Hz","734x958x340","600 mm",2,"62 kg",null,"3MXM68A9",null,null,null,null,null,"61 dBA","48 dBA",10,{"$f":"X39","v":"OK"},null,null,null,null,null,null,null,null,null,null,null,null,null,null,null,null,null,null,null,null,null,null,null,null,null,null,null,null,null,null,{"$f":"IF(ISNUMBER(AJ5),\"%2B\",\"XX\")","v":"%2B"}]
[0,null,null,{"$f":"IFERROR(VLOOKUP($C$19,data4!$C$149:$Y$231,D$20,FALSE),\"\")","v":""},{"$f":"IFERROR(VLOOKUP($C$19,data4!$C$149:$Y$231,E$20,FALSE),\"\")","v":""},{"$f":"IFERROR(VLOOKUP($C$19,data4!$C$149:$Y$231,F$20,FALSE),\"\")","v":""},{"$f":"IFERROR(VLOOKUP($C$19,data4!$C$149:$Y$231,G$20,FALSE),\"\")","v":""},{"$f":"IFERROR(VLOOKUP($C$19,data4!$C$149:$Y$231,H$20,FALSE),\"\")","v":""},{"$f":"IFERROR(VLOOKUP($C$19,data4!$C$149:$Y$231,I$20,FALSE),\"\")","v":""},{"$f":"IFERROR(VLOOKUP($C$19,data4!$C$149:$Y$231,J$20,FALSE),\"\")","v":""},{"$f":"IFERROR(VLOOKUP($C$19,data4!$C$149:$Y$231,K$20,FALSE),\"\")","v":""},{"$f":"IFERROR(VLOOKUP($C$19,data4!$C$149:$Y$231,L$20,FALSE),\"\")","v":""},{"$f":"IFERROR(VLOOKUP($C$19,data4!$C$149:$Y$231,M$20,FALSE),\"\")","v":""},{"$f":"IFERROR(VLOOKUP($C$19,data4!$C$149:$Y$231,N$20,FALSE),\"\")","v":""},{"$f":"IFERROR(VLOOKUP($C$19,data4!$C$149:$Y$231,O$20,FALSE),\"\")","v":""},{"$f":"IFERROR(VLOOKUP($C$19,data4!$C$149:$Y$231,P$20,FALSE),\"\")","v":""},{"$f":"IFERROR(VLOOKUP($C$19,data4!$C$149:$Y$231,Q$20,FALSE),\"\")","v":""},null,null,{"$f":"IFERROR(VLOOKUP($C$19,data4!$C$149:$Y$231,T$20,FALSE),\"\")","v":""},{"$f":"IFERROR(VLOOKUP($C$19,data4!$C$149:$Y$231,U$20,FALSE),\"\")","v":""},{"$f":"IFERROR(VLOOKUP($C$19,data4!$C$149:$Y$231,V$20,FALSE),\"\")","v":""},{"$f":"IFERROR(VLOOKUP($C$19,data4!$C$149:$Y$231,W$20,FALSE),\"\")","v":""}]
[{"$f":"IFERROR(VLOOKUP($C$19,data3!$C$233:$Z$361,24,FALSE),\"\")","v":""},{"$f":"IF(AM9>=1,\"\",IF(A35=1,AM35,\"\"))","v":""},{"$f":"IFERROR(VLOOKUP($C$19,data3!$C$233:$Y$361,C$20,FALSE),\"\")","v":""},{"$f":"IFERROR(VLOOKUP($C$19,data3!$C$233:$Y$361,D$20,FALSE),\"\")","v":""},{"$f":"IFERROR(VLOOKUP($C$19,data3!$C$233:$Y$361,E$20,FALSE),\"\")","v":""},{"$f":"IFERROR(VLOOKUP($C$19,data3!$C$233:$Y$361,F$20,FALSE),\"\")","v":""},{"$f":"IFERROR(VLOOKUP($C$19,data3!$C$233:$Y$361,G$20,FALSE),\"\")","v":""},{"$f":"IFERROR(VLOOKUP($C$19,data3!$C$233:$Y$361,H$20,FALSE),\"\")","v":""},{"$f":"IFERROR(VLOOKUP($C$19,data3!$C$233:$Y$361,I$20,FALSE),\"\")","v":""},{"$f":"IFERROR(VLOOKUP($C$19,data3!$C$233:$Y$361,J$20,FALSE),\"\")","v":""},{"$f":"IFERROR(VLOOKUP($C$19,data3!$C$233:$Y$361,K$20,FALSE),\"\")","v":""},{"$f":"IFERROR(VLOOKUP($C$19,data3!$C$233:$Y$361,L$20,FALSE),\"\")","v":""},{"$f":"IFERROR(VLOOKUP($C$19,data3!$C$233:$Y$361,M$20,FALSE),\"\")","v":""},{"$f":"IFERROR(VLOOKUP($C$19,data3!$C$233:$Y$361,N$20,FALSE),\"\")","v":""},{"$f":"IFERROR(VLOOKUP($C$19,data3!$C$233:$Y$361,O$20,FALSE),\"\")","v":""},{"$f":"IFERROR(VLOOKUP($C$19,data3!$C$233:$Y$361,P$20,FALSE),\"\")","v":""},{"$f":"IFERROR(VLOOKUP($C$19,data3!$C$233:$Y$361,Q$20,FALSE),\"\")","v":""},{"$f":"IF(A35=1,AF35,\"\")","v":""},{"$f":"IF(A35=1,AG35,\"\")","v":""},{"$f":"IFERROR(VLOOKUP($C$19,data3!$C$233:$Y$361,T$20,FALSE),\"\")","v":""},{"$f":"IFERROR(VLOOKUP($C$19,data3!$C$233:$Y$361,U$20,FALSE),\"\")","v":""},{"$f":"IFERROR(VLOOKUP($C$19,data3!$C$233:$Y$361,V$20,FALSE),\"\")","v":""},{"$f":"IFERROR(VLOOKUP($C$19,data3!$C$233:$Y$361,W$20,FALSE),\"\")","v":""},{"$f":"IF(A35=1,(IF($Z$8<=60, \"OK\", \"!Překročena součtová délka!\")),\"\")","v":""},{"$f":"IF(A35=1,AJ35,\"\")","v":""},{"$f":"IF(X35=\"OK\",IF(($Z$8-30)>0,($Z$8-30)*0.02,\"není potřeba\"),\"\")","v":""},{"$f":"IF(A35=1,AH35,\"\")","v":""},{"$f":"IF(A35=1,AK35,\"\")","v":""},{"$f":"IF(A35=1,AI35,\"\")","v":""},{"$f":"IF(A35=1,AS35,\"\")","v":""},{"$f":"IF(A35=1,AT35,\"\")","v":""},"C/20A","230V/50Hz","734x958x340","600 mm",2,"63 kg",null,"4MXM68A9",null,null,null,null,null,"61 dBA","48 dBA"]
[0,null,null,{"$f":"IFERROR(VLOOKUP($C$19,data4!$C$232:$Y$360,D$20,FALSE),\"\")","v":""},{"$f":"IFERROR(VLOOKUP($C$19,data4!$C$232:$Y$360,E$20,FALSE),\"\")","v":""},{"$f":"IFERROR(VLOOKUP($C$19,data4!$C$232:$Y$360,F$20,FALSE),\"\")","v":""},{"$f":"IFERROR(VLOOKUP($C$19,data4!$C$232:$Y$360,G$20,FALSE),\"\")","v":""},{"$f":"IFERROR(VLOOKUP($C$19,data4!$C$232:$Y$360,H$20,FALSE),\"\")","v":""},{"$f":"IFERROR(VLOOKUP($C$19,data4!$C$232:$Y$360,I$20,FALSE),\"\")","v":""},{"$f":"IFERROR(VLOOKUP($C$19,data4!$C$232:$Y$360,J$20,FALSE),\"\")","v":""},{"$f":"IFERROR(VLOOKUP($C$19,data4!$C$232:$Y$360,K$20,FALSE),\"\")","v":""},{"$f":"IFERROR(VLOOKUP($C$19,data4!$C$232:$Y$360,L$20,FALSE),\"\")","v":""},{"$f":"IFERROR(VLOOKUP($C$19,data4!$C$232:$Y$360,M$20,FALSE),\"\")","v":""},{"$f":"IFERROR(VLOOKUP($C$19,data4!$C$232:$Y$360,N$20,FALSE),\"\")","v":""},{"$f":"IFERROR(VLOOKUP($C$19,data4!$C$232:$Y$360,O$20,FALSE),\"\")","v":""},{"$f":"IFERROR(VLOOKUP($C$19,data4!$C$232:$Y$360,P$20,FALSE),\"\")","v":""},{"$f":"IFERROR(VLOOKUP($C$19,data4!$C$232:$Y$360,Q$20,FALSE),\"\")","v":""},null,null,{"$f":"IFERROR(VLOOKUP($C$19,data4!$C$232:$Y$360,T$20,FALSE),\"\")","v":""},{"$f":"IFERROR(VLOOKUP($C$19,data4!$C$232:$Y$360,U$20,FALSE),\"\")","v":""},{"$f":"IFERROR(VLOOKUP($C$19,data4!$C$232:$Y$360,V$20,FALSE),\"\")","v":""},{"$f":"IFERROR(VLOOKUP($C$19,data4!$C$232:$Y$360,W$20,FALSE),\"\")","v":""}]
[{"$f":"IFERROR(VLOOKUP($C$19,data3!$C$362:$Z$627,24,FALSE),\"\")","v":""},{"$f":"IF(AM9>=1,\"\",IF(A37=1,AM37,\"\"))","v":""},{"$f":"IFERROR(VLOOKUP($C$19,data3!$C$362:$Y$627,C$20,FALSE),\"\")","v":""},{"$f":"IFERROR(VLOOKUP($C$19,data3!$C$362:$Y$627,D$20,FALSE),\"\")","v":""},{"$f":"IFERROR(VLOOKUP($C$19,data3!$C$362:$Y$627,E$20,FALSE),\"\")","v":""},{"$f":"IFERROR(VLOOKUP($C$19,data3!$C$362:$Y$627,F$20,FALSE),\"\")","v":""},{"$f":"IFERROR(VLOOKUP($C$19,data3!$C$362:$Y$627,G$20,FALSE),\"\")","v":""},{"$f":"IFERROR(VLOOKUP($C$19,data3!$C$362:$Y$627,H$20,FALSE),\"\")","v":""},{"$f":"IFERROR(VLOOKUP($C$19,data3!$C$362:$Y$627,I$20,FALSE),\"\")","v":""},{"$f":"IFERROR(VLOOKUP($C$19,data3!$C$362:$Y$627,J$20,FALSE),\"\")","v":""},{"$f":"IFERROR(VLOOKUP($C$19,data3!$C$362:$Y$627,K$20,FALSE),\"\")","v":""},{"$f":"IFERROR(VLOOKUP($C$19,data3!$C$362:$Y$627,L$20,FALSE),\"\")","v":""},{"$f":"IFERROR(VLOOKUP($C$19,data3!$C$362:$Y$627,M$20,FALSE),\"\")","v":""},{"$f":"IFERROR(VLOOKUP($C$19,data3!$C$362:$Y$627,N$20,FALSE),\"\")","v":""},{"$f":"IFERROR(VLOOKUP($C$19,data3!$C$362:$Y$627,O$20,FALSE),\"\")","v":""},{"$f":"IFERROR(VLOOKUP($C$19,data3!$C$362:$Y$627,P$20,FALSE),\"\")","v":""},{"$f":"IFERROR(VLOOKUP($C$19,data3!$C$362:$Y$627,Q$20,FALSE),\"\")","v":""},{"$f":"IF(A37=1,AF37,\"\")","v":""},{"$f":"IF(A37=1,AG37,\"\")","v":""},{"$f":"IFERROR(VLOOKUP($C$19,data3!$C$362:$Y$627,T$20,FALSE),\"\")","v":""},{"$f":"IFERROR(VLOOKUP($C$19,data3!$C$362:$Y$627,U$20,FALSE),\"\")","v":""},{"$f":"IFERROR(VLOOKUP($C$19,data3!$C$362:$Y$627,V$20,FALSE),\"\")","v":""},{"$f":"IFERROR(VLOOKUP($C$19,data3!$C$362:$Y$627,W$20,FALSE),\"\")","v":""},{"$f":"IF(A37=1,(IF($Z$8<=70,\"OK\",\"!Překročena součtová délka!\")),\"\")","v":""},{"$f":"IF(A37=1,AJ37,\"\")","v":""},{"$f":"IF(X37=\"OK\",IF(($Z$8-30)>0,($Z$8-30)*0.02,\"není potřeba\"),\"\")","v":""},{"$f":"IF(A37=1,AH37,\"\")","v":""},{"$f":"IF(A37=1,AK37,\"\")","v":""},{"$f":"IF(A37=1,AI37,\"\")","v":""},{"$f":"IF(A37=1,AS37,\"\")","v":""},{"$f":"IF(A37=1,AT37,\"\")","v":""},{"$f":"IF(R42=S66,\"C/25A\",\"C/20A\")","v":"C/20A"},"230V/50Hz","734x958x340","600 mm",2.4,"67 kg",null,"4MXM80A9",null,null,null,null,null,"61 dBA","49 dBA"]
[0,null,null,{"$f":"IFERROR(VLOOKUP($C$19,data4!$C$361:$Y$626,D$20,FALSE),\"\")","v":""},{"$f":"IFERROR(VLOOKUP($C$19,data4!$C$361:$Y$626,E$20,FALSE),\"\")","v":""},{"$f":"IFERROR(VLOOKUP($C$19,data4!$C$361:$Y$626,F$20,FALSE),\"\")","v":""},{"$f":"IFERROR(VLOOKUP($C$19,data4!$C$361:$Y$626,G$20,FALSE),\"\")","v":""},{"$f":"IFERROR(VLOOKUP($C$19,data4!$C$361:$Y$626,H$20,FALSE),\"\")","v":""},{"$f":"IFERROR(VLOOKUP($C$19,data4!$C$361:$Y$626,I$20,FALSE),\"\")","v":""},{"$f":"IFERROR(VLOOKUP($C$19,data4!$C$361:$Y$626,J$20,FALSE),\"\")","v":""},{"$f":"IFERROR(VLOOKUP($C$19,data4!$C$361:$Y$626,K$20,FALSE),\"\")","v":""},{"$f":"IFERROR(VLOOKUP($C$19,data4!$C$361:$Y$626,L$20,FALSE),\"\")","v":""},{"$f":"IFERROR(VLOOKUP($C$19,data4!$C$361:$Y$626,M$20,FALSE),\"\")","v":""},{"$f":"IFERROR(VLOOKUP($C$19,data4!$C$361:$Y$626,N$20,FALSE),\"\")","v":""},{"$f":"IFERROR(VLOOKUP($C$19,data4!$C$361:$Y$626,O$20,FALSE),\"\")","v":""},{"$f":"IFERROR(VLOOKUP($C$19,data4!$C$361:$Y$626,P$20,FALSE),\"\")","v":""},{"$f":"IFERROR(VLOOKUP($C$19,data4!$C$361:$Y$626,Q$20,FALSE),\"\")","v":""},null,null,{"$f":"IFERROR(VLOOKUP($C$19,data4!$C$361:$Y$626,T$20,FALSE),\"\")","v":""},{"$f":"IFERROR(VLOOKUP($C$19,data4!$C$361:$Y$626,U$20,FALSE),\"\")","v":""},{"$f":"IFERROR(VLOOKUP($C$19,data4!$C$361:$Y$626,V$20,FALSE),\"\")","v":""},{"$f":"IFERROR(VLOOKUP($C$19,data4!$C$361:$Y$626,W$20,FALSE),\"\")","v":""}]
[{"$f":"IFERROR(VLOOKUP($C$19,data3!$C$628:$Z$1101,24,FALSE),\"\")","v":1},{"$f":"IF(AM9>=16,\"\",IF(A39=1,AM39,\"\"))","v":"5MXM90A9"},{"$f":"IFERROR(VLOOKUP($C$19,data3!$C$628:$Y$1101,C$20,FALSE),\"\")","v":"2,0+2,0+2,0+3,5+3,5"},{"$f":"IFERROR(VLOOKUP($C$19,data3!$C$628:$Y$1101,D$20,FALSE),\"\")","v":1.38},{"$f":"IFERROR(VLOOKUP($C$19,data3!$C$628:$Y$1101,E$20,FALSE),\"\")","v":1.38},{"$f":"IFERROR(VLOOKUP($C$19,data3!$C$628:$Y$1101,F$20,FALSE),\"\")","v":1.38},{"$f":"IFERROR(VLOOKUP($C$19,data3!$C$628:$Y$1101,G$20,FALSE),\"\")","v":2.42},{"$f":"IFERROR(VLOOKUP($C$19,data3!$C$628:$Y$1101,H$20,FALSE),\"\")","v":2.42},{"$f":"IFERROR(VLOOKUP($C$19,data3!$C$628:$Y$1101,I$20,FALSE),\"\")","v":2.99},{"$f":"IFERROR(VLOOKUP($C$19,data3!$C$628:$Y$1101,J$20,FALSE),\"\")","v":9},{"$f":"IFERROR(VLOOKUP($C$19,data3!$C$628:$Y$1101,K$20,FALSE),\"\")","v":9.64},{"$f":"IFERROR(VLOOKUP($C$19,data3!$C$628:$Y$1101,L$20,FALSE),\"\")","v":0.56000000000000005},{"$f":"IFERROR(VLOOKUP($C$19,data3!$C$628:$Y$1101,M$20,FALSE),\"\")","v":2.06},{"$f":"IFERROR(VLOOKUP($C$19,data3!$C$628:$Y$1101,N$20,FALSE),\"\")","v":2.75},{"$f":"IFERROR(VLOOKUP($C$19,data3!$C$628:$Y$1101,O$20,FALSE),\"\")","v":2.57},{"$f":"IFERROR(VLOOKUP($C$19,data3!$C$628:$Y$1101,P$20,FALSE),\"\")","v":9.43},{"$f":"IFERROR(VLOOKUP($C$19,data3!$C$628:$Y$1101,Q$20,FALSE),\"\")","v":12.59},{"$f":"IF(A39=1,AF39,\"\")","v":"C/20A"},{"$f":"IF(A39=1,AG39,\"\")","v":"230V/50Hz"},{"$f":"IFERROR(VLOOKUP($C$19,data3!$C$628:$Y$1101,T$20,FALSE),\"\")","v":"A++"},{"$f":"IFERROR(VLOOKUP($C$19,data3!$C$628:$Y$1101,U$20,FALSE),\"\")","v":7.78},{"$f":"IFERROR(VLOOKUP($C$19,data3!$C$628:$Y$1101,V$20,FALSE),\"\")","v":9},{"$f":"IFERROR(VLOOKUP($C$19,data3!$C$628:$Y$1101,W$20,FALSE),\"\")","v":405},{"$f":"IF(A39=1,(IF($Z$8<=75, \"OK\", \"!Překročena součtová délka!\")),\"\")","v":"OK"},{"$f":"IF(A39=1,AJ39,\"\")","v":2.4},{"$f":"IF(X39=\"OK\",IF(($Z$8-30)>0,($Z$8-30)*0.02,\"není potřeba\"),\"\")","v":"není potřeba"},{"$f":"IF(A39=1,AH39,\"\")","v":"734x958x340"},{"$f":"IF(A39=1,AK39,\"\")","v":"68 kg"},{"$f":"IF(A39=1,AI39,\"\")","v":"600 mm"},{"$f":"IF(A39=1,AS39,\"\")","v":"64 dBA"},{"$f":"IF(A39=1,AT39,\"\")","v":"52 dBA"},{"$f":"IF(R42=S66,\"C/32A\",\"C/20A\")","v":"C/20A"},"230V/50Hz","734x958x340","600 mm",2.4,"68 kg",null,"5MXM90A9",null,null,null,null,null,"64 dBA","52 dBA"]
[0,null,null,{"$f":"IFERROR(VLOOKUP($C$19,data4!$C$627:$Y$1100,D$20,FALSE),\"\")","v":1.54},{"$f":"IFERROR(VLOOKUP($C$19,data4!$C$627:$Y$1100,E$20,FALSE),\"\")","v":1.54},{"$f":"IFERROR(VLOOKUP($C$19,data4!$C$627:$Y$1100,F$20,FALSE),\"\")","v":1.54},{"$f":"IFERROR(VLOOKUP($C$19,data4!$C$627:$Y$1100,G$20,FALSE),\"\")","v":2.69},{"$f":"IFERROR(VLOOKUP($C$19,data4!$C$627:$Y$1100,H$20,FALSE),\"\")","v":2.69},{"$f":"IFERROR(VLOOKUP($C$19,data4!$C$627:$Y$1100,I$20,FALSE),\"\")","v":3.77},{"$f":"IFERROR(VLOOKUP($C$19,data4!$C$627:$Y$1100,J$20,FALSE),\"\")","v":10},{"$f":"IFERROR(VLOOKUP($C$19,data4!$C$627:$Y$1100,K$20,FALSE),\"\")","v":11.54},{"$f":"IFERROR(VLOOKUP($C$19,data4!$C$627:$Y$1100,L$20,FALSE),\"\")","v":0.57999999999999996},{"$f":"IFERROR(VLOOKUP($C$19,data4!$C$627:$Y$1100,M$20,FALSE),\"\")","v":2.0299999999999998},{"$f":"IFERROR(VLOOKUP($C$19,data4!$C$627:$Y$1100,N$20,FALSE),\"\")","v":2.66},{"$f":"IFERROR(VLOOKUP($C$19,data4!$C$627:$Y$1100,O$20,FALSE),\"\")","v":2.67},{"$f":"IFERROR(VLOOKUP($C$19,data4!$C$627:$Y$1100,P$20,FALSE),\"\")","v":9.3000000000000007},{"$f":"IFERROR(VLOOKUP($C$19,data4!$C$627:$Y$1100,Q$20,FALSE),\"\")","v":12.17},null,null,{"$f":"IFERROR(VLOOKUP($C$19,data4!$C$627:$Y$1100,T$20,FALSE),\"\")","v":"A+"},{"$f":"IFERROR(VLOOKUP($C$19,data4!$C$627:$Y$1100,U$20,FALSE),\"\")","v":4.54},{"$f":"IFERROR(VLOOKUP($C$19,data4!$C$627:$Y$1100,V$20,FALSE),\"\")","v":6.46},{"$f":"IFERROR(VLOOKUP($C$19,data4!$C$627:$Y$1100,W$20,FALSE),\"\")","v":"1 992"}]
["Součtová délka",{"$f":"INDEX(AV24:AV33,E19,1)","v":"OK"},{"$f":"IF(OR(B41=\"!překročena součtová délka!\",AW9>0),\"délky\",\"OK\")","v":"OK"}]
["Jednotlivá délka",null,"n-násobek",1,null,null,null,"Zmenšení jističe pro 4MXM80N a 5MXM90N (po konzultaci se zástupcem Daikin)",null,null,null,null,null,null,null,null,null,"Zmenšit",null,null,null,null,null,null,null,null,null,null,null,null,null,null,null,null,null,null,null,null,null,null,null,null,null,null,null,null,null,null,null,null,null,null,null,null,null,null,null,null,null,{"$f":"BI42","v":"https://vrvxpress.daikin.eu/CTV#/capacity?productFamily=10&applicationType=16&series=536871347&outdoorUnit=536872144&inputAttributeIds=50&inputAttributeIds=51&inputAttributeIds=53&inputAttributeValues=Heating&inputAttributeValues=20%2B20%2B20%2B35%2B35&inputAttributeValues=22&inputAttributeValues=VRV%20VRT&inputAttributeValues=0&inputAttributeValues=22&showAbolishedProducts=false"},{"$f":"BJ42&BK42&BL42&BM42&BN42&BO42&BP42&BQ42&BR42&BS42&BT42&BU42&BV42&BW42&BX42&BY42&BZ42&CA42&CB42&CC42&CD42&CE42&CF42&CG42&CH42&CI42&CJ42","v":"https://vrvxpress.daikin.eu/CTV#/capacity?productFamily=10&applicationType=16&series=536871347&outdoorUnit=536872144&inputAttributeIds=50&inputAttributeIds=51&inputAttributeIds=53&inputAttributeValues=Heating&inputAttributeValues=20%2B20%2B20%2B35%2B35&inputAttributeValues=22&inputAttributeValues=VRV%20VRT&inputAttributeValues=0&inputAttributeValues=22&showAbolishedProducts=false"},"https://vrvxpress.daikin.eu/CTV#/capacity?productFamily=",{"$f":"VLOOKUP(B17,Kapacita!$A$2:$O$103,2,FALSE)","v":10},"&applicationType=",{"$f":"VLOOKUP(B17,Kapacita!$A$2:$O$103,3,FALSE)","v":16},"&series=",{"$f":"VLOOKUP(B17,Kapacita!$A$2:$E$103,4,FALSE)","v":536871347},"&outdoorUnit=",{"$f":"VLOOKUP(B17,Kapacita!$A$2:$O$103,5,FALSE)","v":536872144},"&inputAttributeIds=",{"$f":"VLOOKUP(B17,Kapacita!$A$2:$I$103,6,FALSE)","v":50},"&inputAttributeIds=",{"$f":"VLOOKUP(B17,Kapacita!$A$2:$I$103,7,FALSE)","v":51},"&inputAttributeIds=",{"$f":"VLOOKUP(B17,Kapacita!$A$2:$I$103,8,FALSE)","v":53},"&inputAttributeValues=",{"$f":"VLOOKUP(B17,Kapacita!$A$2:$I$103,9,FALSE)","v":"Heating"},"&inputAttributeValues=",{"$f":"(AJ3*10)&\"%2B\"&(AJ4*10)&IF(ISNUMBER(AJ5),\"%2B\",\"\")&IF(ISNUMBER(AJ5),AJ5*10,\"\")&IF(ISNUMBER(AJ6),\"%2B\",\"\")&IF(ISNUMBER(AJ6),AJ6*10,\"\")&IF(ISNUMBER(AJ7),\"%2B\",\"\")&IF(ISNUMBER(AJ7),AJ7*10,\"\")","v":"20%2B20%2B20%2B35%2B35"},null,null,"&inputAttributeValues=",{"$f":"VLOOKUP(B17,Kapacita!$A$2:$O$103,12,FALSE)","v":22},"&inputAttributeValues=","VRV%20VRT","&inputAttributeValues=",{"$f":"ROUND(AC42*100,-1)","v":0},"&inputAttributeValues=22&showAbolishedProducts=false"]
[null,null,"-ceny jsou pouze orientační přesné nacenění provede zástupce Daikin (databáze k 21.05.2024)",null,null,null,null,null,null,null,null,null,null,null,null,null,null,"Zařízení","CR","Typ","Q chl. [kW]","Q top. [kW] ","P el.chl.","P el.top. [kW]","rozvodné napětí  [V]                          ","RLA [A]","MCA  [A]","Jištění typ C  [A]","Hluk"]
[null,1,"Typ","Počet","Popis",null,null,null,null,"Cena/j","Celkem",null,null,null,null,null,null,null,null,null,null,null,null,null,null,null,null,null,"Lw (dBA)","Lp (dBA)",null,"2MXM40A9",30,20]
[null,2,null,null,null,null,null,null,null,null,null,null,null,null,null,null,null,{"$f":"E46","v":"12C.001 Chlazení místností"},null,{"$f":"CONCATENATE(B17,\"+\",P4,\" \",P5,\" \",P6,\" \",P7,\" \",P8)","v":"5MXM90A9+FTXP35N9 FTXP35N9 FTXP20N9 FTXP20N9 FTXP20N9"},{"$f":"J17","v":9},{"$f":"J18","v":10},{"$f":"N17","v":2.75},{"$f":"N18","v":2.66},{"$f":"S17","v":"230V/50Hz"},"na dotaz","na dotaz",{"$f":"R17","v":"C/20A"},{"$f":"AD17","v":"64 dBA"},{"$f":"AE17","v":"52 dBA"},null,"2MXM50A9",30,20]
[null,null,"CE.HEADER",1,"12C.001 Chlazení místností",null,null,null,null,0,null,null,null,{"$f":"C46","v":"CE.HEADER"},{"$f":"D46","v":1},{"$f":"E46","v":"12C.001 Chlazení místností"},null,null,null,null,null,null,null,null,null,null,null,null,null,null,null,"2MXM68A9",50,25]
[null,1,{"$f":"IF(CM9>0,\"Chyba\",C68)","v":"5MXM90A9"},{"$f":"D68","v":"1"},{"$f":"IFERROR(IF(D47=\"\",\"\",VLOOKUP(C47,Ceník!$A$1:$C$9981,3,FALSE)),\"\")","v":"Venkovní multisplit jednotka pro 2-5 vnitřních jednotek"},null,null,null,null,{"$f":"IF(D47=\"\",\"\",VLOOKUP(C47,Ceník!$A$1:$C$9981,2,FALSE))","v":98858},{"$f":"IF(D47=\"\",\"\",D47*J47)","v":98858},null,null,"5MXM90A9","1","Venkovní multisplit jednotka pro 2-5 vnitřních jednotek",null,null,null,null,null,null,null,null,null,null,null,null,null,null,null,"3MXM40A9",50,25]
[null,2,{"$f":"C69","v":"FTXP20N9"},3,{"$f":"IF(D48=\"\",\"\",VLOOKUP(C48,Ceník!$A$1:$C$9981,3,FALSE))","v":"SPLIT COMFORA nástěnná jednotka"},null,null,null,null,{"$f":"IF(D48=\"\",\"\",VLOOKUP(C48,Ceník!$A$1:$C$9981,2,FALSE))","v":9506},28518,null,null,"FTXP20N9",3,"SPLIT COMFORA nástěnná jednotka",null,null,null,null,null,null,null,null,null,null,null,null,null,null,null,"3MXM52A9",50,25]
[null,3,"FTXP35N9",2,{"$f":"IF(D49=\"\",\"\",VLOOKUP(C49,Ceník!$A$1:$C$9981,3,FALSE))","v":"SPLIT COMFORA nástěnná jednotka"},null,null,null,null,{"$f":"IF(D49=\"\",\"\",VLOOKUP(C49,Ceník!$A$1:$C$9981,2,FALSE))","v":11594},23188,null,null,"FTXP35N9",2,"SPLIT COMFORA nástěnná jednotka",null,null,null,null,null,null,null,null,null,null,null,null,null,null,null,"3MXM68A9",50,25]
[null,4,"","",{"$f":"IF(D50=\"\",\"\",VLOOKUP(C50,Ceník!$A$1:$C$9981,3,FALSE))","v":""},null,null,null,null,{"$f":"IF(D50=\"\",\"\",VLOOKUP(C50,Ceník!$A$1:$C$9981,2,FALSE))","v":""},"",null,null,"","","",null,null,null,null,null,null,null,null,null,null,null,null,null,null,null,"4MXM68A9",60,25]
[null,5,"","",{"$f":"IF(D51=\"\",\"\",VLOOKUP(C51,Ceník!$A$1:$C$9981,3,FALSE))","v":""},null,null,null,null,{"$f":"IF(D51=\"\",\"\",VLOOKUP(C51,Ceník!$A$1:$C$9981,2,FALSE))","v":""},"",null,null,"","","",null,null,null,null,null,null,null,null,null,null,null,null,null,null,null,"4MXM80A9",70,25]
[null,6,"","",{"$f":"IF(D52=\"\",\"\",VLOOKUP(C52,Ceník!$A$1:$C$9981,3,FALSE))","v":""},null,null,null,null,{"$f":"IF(D52=\"\",\"\",VLOOKUP(C52,Ceník!$A$1:$C$9981,2,FALSE))","v":""},"",null,null,"","","",null,null,null,null,null,null,null,null,null,null,null,null,null,null,null,"5MXM90A9",75,25]
[null,7,"","",{"$f":"IF(D53=\"\",\"\",VLOOKUP(C53,Ceník!$A$1:$C$9981,3,FALSE))","v":""},null,null,null,null,{"$f":"IF(D53=\"\",\"\",VLOOKUP(C53,Ceník!$A$1:$C$9981,2,FALSE))","v":""},"",null,null,"","",""]
[null,8,"","",{"$f":"IF(D54=\"\",\"\",VLOOKUP(C54,Ceník!$A$1:$C$9981,3,FALSE))","v":""},null,null,null,null,{"$f":"IF(D54=\"\",\"\",VLOOKUP(C54,Ceník!$A$1:$C$9981,2,FALSE))","v":""},"",null,null,"","",""]
[null,9,"","",{"$f":"IF(D55=\"\",\"\",VLOOKUP(C55,Ceník!$A$1:$C$9981,3,FALSE))","v":""},null,null,null,null,{"$f":"IF(D55=\"\",\"\",VLOOKUP(C55,Ceník!$A$1:$C$9981,2,FALSE))","v":""},"",null,null,"","",""]
[null,10,"","",{"$f":"IF(D56=\"\",\"\",VLOOKUP(C56,Ceník!$A$1:$C$9981,3,FALSE))","v":""},null,null,null,null,{"$f":"IF(D56=\"\",\"\",VLOOKUP(C56,Ceník!$A$1:$C$9981,2,FALSE))","v":""},"",null,null,"","",""]
[null,11,"","",{"$f":"IF(D57=\"\",\"\",VLOOKUP(C57,Ceník!$A$1:$C$9981,3,FALSE))","v":""},null,null,null,null,{"$f":"IF(D57=\"\",\"\",VLOOKUP(C57,Ceník!$A$1:$C$9981,2,FALSE))","v":""},"",null,null,"","",""]
[null,12,"","",{"$f":"IF(D58=\"\",\"\",VLOOKUP(C58,Ceník!$A$1:$C$9981,3,FALSE))","v":""},null,null,null,null,{"$f":"IF(D58=\"\",\"\",VLOOKUP(C58,Ceník!$A$1:$C$9981,2,FALSE))","v":""},"",null,null,"","",""]
[null,null,"","",{"$f":"IF(D59=\"\",\"\",VLOOKUP(C59,Ceník!$A$1:$C$9981,3,FALSE))","v":""},null,null,null,null,{"$f":"IF(D59=\"\",\"\",VLOOKUP(C59,Ceník!$A$1:$C$9981,2,FALSE))","v":""},"",null,null,"","",""]
[null,null,null,null,{"$f":"IF(D60=\"\",\"\",VLOOKUP(C60,Ceník!$A$1:$C$9981,3,FALSE))","v":""},null,null,null,null,{"$f":"IF(D60=\"\",\"\",VLOOKUP(C60,Ceník!$A$1:$C$9981,2,FALSE))","v":""},"",null,null,0,0,""]
[null,null,null,null,{"$f":"IF(D61=\"\",\"\",VLOOKUP(C61,Ceník!$A$1:$C$9981,3,FALSE))","v":""},null,null,null,null,{"$f":"IF(D61=\"\",\"\",VLOOKUP(C61,Ceník!$A$1:$C$9981,2,FALSE))","v":""},"",null,null,0,0,""]
[null,null,null,null,{"$f":"IF(D62=\"\",\"\",VLOOKUP(C62,Ceník!$A$1:$C$9981,3,FALSE))","v":""},null,null,null,null,{"$f":"IF(D62=\"\",\"\",VLOOKUP(C62,Ceník!$A$1:$C$9981,2,FALSE))","v":""},"",null,null,0,0,""]
[null,null,{"$f":"IF(N153>0,\"KRP1BC101\",\"\")","v":""},{"$f":"IF(N153>0,N153,\"\")","v":""},{"$f":"IF(D63=\"\",\"\",VLOOKUP(C63,Ceník!$A$1:$C$9981,3,FALSE))","v":""},null,null,null,null,{"$f":"IF(D63=\"\",\"\",VLOOKUP(C63,Ceník!$A$1:$C$9981,2,FALSE))","v":""},"",null,null,"","",""]
[null,null,"Projektová cena celkem",null,null,null,null,null,null,null,{"$f":"SUM(K46:L62)","v":150564}]
[null,null,null,null,null,null,null,null,0," "]
[null,null,"Přehled vybraných jednotek",null,null,null,null,null,1,"2MXM40A9",null,null,null,null,null,null,null,null,"Standard"]
[null,null,"Označení","Počet",null,null,null,null,2,"2MXM50A9",null,null,null,null,null,null,null,null,"Zmenšit"]
[null,null,{"$f":"IF(OR(B17=\"Přidej IU\",B17=\"\"),\"\",VLOOKUP(E19,I65:J74,2,0))","v":"5MXM90A9"},{"$f":"IF(E19>0,\"1\",\"\")","v":"1"},null,null,null,null,3,"3MXM40A9"]
[null,1,{"$f":"IFERROR(VLOOKUP(B69,$O$75:$Q$158,2,0),\"\")","v":"FTXP20N9"},{"$f":"IFERROR(VLOOKUP(B69,$O$75:$Q$160,3,0),\"\")","v":3},null,null,null,null,4,"3MXM52A9"]
[null,2,"FTXP35N9",2,null,null,null,null,5,"3MXM68A9"]
[null,3,"","",null,null,null,null,6,"4MXM68A9"]
[null,4,"","",null,null,null,null,7,"4MXM80A9"]
[null,5,"","",null,null,null,null,8,"5MXM90A9"]
[null,6,"","",null,null,null,null,9,"2MXM68A9"]
[null,7,"","",null,null,null,null,null,{"$f":"P4","v":"FTXP35N9"},null,null,"CTXA15BS",{"$f":"COUNTIF($J$75:$J$90,M75)","v":0},{"$f":"IFERROR(RANK(R75,$R$75:$R$150,1),\"\")","v":""},{"$f":"IF(N75>0,M75,\"\")","v":""},{"$f":"IF(N75>0,N75,\"\")","v":""},{"$f":"IF(N75>0,MATCH(M75,$M$75:$M$150,0),\"\")","v":""}]
[null,8,"","",null,null,null,null,null,{"$f":"P5","v":"FTXP35N9"},null,null,"CTXA15AT",0,"","","",""]
[null,9,"","",null,null,null,null,null,{"$f":"P6","v":"FTXP20N9"},null,null,"CTXA15AW",0,"","","",""]
[null,10,"","",null,null,"infra","kabelový",null,{"$f":"P7","v":"FTXP20N9"},null,null,"CTXM15R",0,"","","",""]
[null,11,"","",null,"FAA","BRC7EB518","kabelový",null,{"$f":"P8","v":"FTXP20N9"},null,null,"FTXA20BS",0,"","","",""]
[null,12,"","",null,"FCAG","BRC7FA532F","infra",null,{"$f":"R4","v":""},null,null,"FTXA20BB",0,"","","",""]
[null,null,null,null,null,"FFA","BRC7F530W",null,null,{"$f":"R5","v":""},null,null,"FTXA20AW",0,"","","",""]
[null,null,null,null,null,"FHA","BRC7GA53-9",null,null,{"$f":"R6","v":""},null,null,"FTXA25BS",0,"","","",""]
[null,null,null,null,null,"FUA","BRC7C58",null,null,{"$f":"R7","v":""},null,null,"FTXA25BB",0,"","","",""]
[null,null,null,null,null,"FBA","BRC4C65",null,null,{"$f":"R8","v":""},null,null,"FTXA25AW",0,"","","",""]
[null,null,null,null,null,"FDXM","BRC4C65",null,null,{"$f":"S4","v":""},null,null,"FTXA35BS",0,"","","",""]
[null,null,null,null,null,"FNA","BRC4C65",null,null,{"$f":"S5","v":""},null,null,"FTXA35BB",0,"","","",""]
[null,null,null,null,null,"FVA",null,null,null,{"$f":"S6","v":""},null,null,"FTXA35AW",0,"","","",""]
[null,null,null,null,null,"FTXM","IR v ceně",null,null,{"$f":"S7","v":""},null,null,"FTXA42BS",0,"","","",""]
[null,null,null,null,null,null,null,null,null,{"$f":"S8","v":""},null,null,"FTXA42AT",0,"","","",""]
[null,null,null,null,null,null,null,null,null,null,null,null,"FTXA42AW",0,"","","",""]
[null,null,null,null,null,null,null,null,null,{"$f":"IF(U4=\"RTD-RA\",\"EKRS21\",IF(AND(OR(M4=\"Parapetní opláštěná\",M4=\"perfera\",M4=\"Stylish Černá\",M4=\"Stylish Bílá\",M4=\"Stylish Stříbrná\"),C4>0,T4=\"kabelový\"),\"EKRS21\",0))","v":0},null,null,"FTXA50BS",0,"","","",""]
[null,null,null,null,null,null,null,null,null,{"$f":"IF(U5=\"RTD-RA\",\"EKRS21\",IF(AND(OR(M5=\"Parapetní opláštěná\",M5=\"perfera\",M5=\"Stylish Černá\",M5=\"Stylish Bílá\",M5=\"Stylish Stříbrná\"),C5>0,T5=\"kabelový\"),\"EKRS21\",0))","v":0},null,null,"FTXA50BB",0,"","","",""]
[null,null,null,null,null,null,null,null,null,{"$f":"IF(U6=\"RTD-RA\",\"EKRS21\",IF(AND(OR(M6=\"Parapetní opláštěná\",M6=\"perfera\",M6=\"Stylish Černá\",M6=\"Stylish Bílá\",M6=\"Stylish Stříbrná\"),C6>0,T6=\"kabelový\"),\"EKRS21\",0))","v":0},null,null,"FTXA50AW",0,"","","",""]
[null,null,null,null,null,null,null,null,null,{"$f":"IF(U7=\"RTD-RA\",\"EKRS21\",IF(AND(OR(M7=\"Parapetní opláštěná\",M7=\"perfera\",M7=\"Stylish Černá\",M7=\"Stylish Bílá\",M7=\"Stylish Stříbrná\"),C7>0,T7=\"kabelový\"),\"EKRS21\",0))","v":0},null,null,"FTXJ20AS",0,"","","",""]
[null,"2001-11-01","3MXM40N",null,null,null,null,null,null,{"$f":"IF(U8=\"RTD-RA\",\"EKRS21\",IF(AND(OR(M8=\"Parapetní opláštěná\",M8=\"perfera\",M8=\"Stylish Černá\",M8=\"Stylish Bílá\",M8=\"Stylish Stříbrná\"),C8>0,T8=\"kabelový\"),\"EKRS21\",0))","v":0},null,null,"FTXJ20AW",0,"","","",""]
[null,null,null,null,null,null,null,null,null,{"$f":"U4","v":""},null,null,"FTXJ25AS",0,"","","",""]
[null,"A",{"$f":"B17","v":"5MXM90A9"},{"$f":"CONCATENATE(B97,C97)","v":"A5MXM90A9"},null,null,null,null,null,{"$f":"U5","v":""},null,null,"FTXJ25AW",0,"","","",""]
[null,null,null,null,null,null,null,null,null,{"$f":"U6","v":""},null,null,"FTXJ35AS",0,"","","",""]
[null,null,null,null,null,null,null,null,null,{"$f":"U7","v":""},null,null,"FTXJ35AW",0,"","","",""]
[null,null,null,null,null,null,null,null,null,{"$f":"U8","v":""},null,null,"FTXJ50AS",0,"","","",""]
[null,null,null,null,null,null,null,null,null,null,null,null,"FTXJ50AW",0,"","","",""]
[null,null,null,null,null,null,null,null,null,null,null,null,"FTXM20A",0,"","","",""]
[null,null,null,null,null,null,null,null,null,null,null,null,"FTXM25A",0,"","","",""]
[null,null,null,null,null,null,null,null,null,null,null,null,"FTXM35A",0,"","","","",null,null,null,"FAA71B",null,null,"290x1050x238 mm","13 kg","9,5 x 15,9 mm",null,"12,1/13,4/16,2","12,7/14,2/16,9",61,61,"40,0/42,0/45,0","40,0/42,0/45,0"]
[null,null,null,null,null,null,null,"Žádné",null,null,null,null,"FTXM42A",0,"","","","",null,null,null,"FAA100A",null,null,"340x1200x240 mm","17 kg","9,5 x 15,9 mm",null,"23,0/21,1/18,7","23,0/20,9/18,7",65,65,"41/45/49","41/45/49"]
[null,null,null,null,null,null,null,"Adaptér Modbus ",null,null,null,null,"FTXM50A",0,"","","","",null,null,null,"FBA35A9",null,null,"245x700x800 mm","28 kg","6,4x9,5 mm",null,"15/10,5","15/10,5",60,null,"35/29","37/29","30 ~ 150"]
[null,null,null,null,null,null,null,"Připojení na (F1/F2)",null,null,null,null,"FTXM60A",{"$f":"COUNTIF($J$75:$J$90,M107)","v":0},{"$f":"IFERROR(RANK(R107,$R$75:$R$150,1),\"\")","v":""},{"$f":"IF(N107>0,M107,\"\")","v":""},{"$f":"IF(N107>0,N107,\"\")","v":""},{"$f":"IF(N107>0,MATCH(M107,$M$75:$M$150,0),\"\")","v":""},null,null,null,"FBA50A9",null,null,"245x700x800 mm","28 kg","6,4x12,7 mm",null,"15/10,5","15/10,5",61,null,"35/30","37/30","31 ~ 150"]
[null,null,null,null,null,null,null,null,null,null,null,null,"FTXM71A",0,"","","","",null,null,null,"FBA60A9",null,null,"245x1000x800 mm","35 kg","6,4x12,7 mm",null,"18/12,5","18/12,5",56,null,"30/25","31/25","32 ~ 150"]
[null,null,null,null,null,null,null,null,null,null,null,null,"FTXP20N9",3,1,"FTXP20N9",3,35,null,null,null,"FBA71A9",null,null,"245x1000x800 mm","35 kg","9,5x15,9 mm",null,"18/12,5","18/12,5",57,null,"30/26","31/26","33 ~ 150"]
[null,null,null,null,null,null,null,null,null,null,null,null,"FTXP25N9",0,"","","","",null,null,null,"FBA100A",null,null,"245x1400x800 mm","46 kg","9,5x15,9 mm",null,"29/23","29/23",58,null,"34/30","36/30","40 ~ 150"]
[null,null,null,null,null,null,null,null,null,null,null,null,"FTXP35N9",2,2,"FTXP35N9",2,37,null,null,null,"FBA125A",null,null,"245x1400x800 mm","46 kg","9,5x15,9 mm",null,"34/23,5","34/23,5",62,null,"37/32","38/32","50 ~ 150"]
[null,null,null,null,null,null,null,null,null,null,null,null,"FDXM25F9",0,"","","","",null,null,null,"FBA140A",null,null,"245x1400x800 mm","46 kg","9,5x15,9 mm",null,"34/23,5","34/23,5",63,null,"37/33","38/33","51 ~ 150"]
[null,null,null,null,null,null,null,null,null,null,null,null,"FDXM35F9",0,"","","","",null,null,null,"FCAG35B",null,null,"204x840x840 mm","18 kg","6,4x9,5 mm",null,"12,5/8,7","12,5/8,7",49,49,"31/27","31/27"]
[null,null,null,null,null,null,null,null,null,null,null,null,"FDXM50F9",0,"","","","",null,null,null,"FCAG50B",null,null,"204x840x840 mm","19 kg","6,4x12,7 mm",null,"12,6/8,7","12,6/8,7",49,49,"31/27","31/27"]
[null,null,null,null,null,null,null,null,null,null,null,null,"FDXM60F9",0,"","","","",null,null,null,"FCAG60B",null,null,"204x840x840 mm","19 kg","6,4x12,7 mm",null,"13,6/8,7","13,6/8,7",51,51,"33/28","33/28"]
[null,null,null,null,null,null,null,null,null,null,null,null,"FBA35A9",0,"","","","",null,null,null,"FCAG71B",null,null,"204x840x840 mm","21 kg","9,5x15,9 mm",null,"15,0/9,1","15,0/9,1",49,49,"35/28","33/28"]
[null,null,null,null,null,null,null,null,null,null,null,null,"FBA50A9",0,"","","","",null,null,null,"FCAG100B",null,null,"246x840x840 mm","24 kg","9,5x15,9 mm",null,"22,8/12,4","22,8/12,4",54,54,"37/29","37/29"]
[null,null,null,null,null,null,null,null,null,null,null,null,"FBA60A9",0,"","","","",null,null,null,"FCAG125B",null,null,"246x840x840 mm","24 kg","9,5x15,9 mm",null,"26,0/12,4","26,0/12,4",58,58,"41/29","41/29"]
[null,null,null,null,null,null,null,null,null,null,null,null,"FBA71A9",0,"","","","",null,null,null,"FCAG140B",null,null,"246x840x840 mm","24 kg","9,5x15,9 mm",null,"26,0/12,4","26,0/12,4",58,58,"41/29","41/29"]
[null,null,null,null,null,null,null,null,null,null,null,null,"FCAG35B",0,"","","","",null,null,null,"FDA125A",null,null,"300x1400x700 m","45 kg","9,5x15,9 mm",null,"125A","39/28","39/28",66,"40/33","40/33","50 ~ 200"]
[null,null,null,null,null,null,null,null,null,null,null,null,"FCAG50B",0,"","","","",null,null,null,"FDA200A",null,null,"400x1490x1100","104 kg","9,5x19,1 mm",null,"200A","36/64","36/64",69,"43/36","43/36","62 ~ 250"]
[null,null,null,null,null,null,null,null,null,null,null,null,"FCAG60B",0,"","","","",null,null,null,"FDA250A",null,null,"400x1490x1100","115 kg","9,5x22,5 mm",null,"250A","43/69","43/69",71,"44/37","44/37","63 ~ 250"]
[null,null,null,null,null,null,null,null,null,null,null,null,"FFA25A9",0,"","","","",null,null,null,"FDXM25F9",null,null,"200x750x620 mm","31 kg","6,4x9,5 mm",null,"7,3/8,0/8,7","7,3/8,0/8,7",53,53,"27/33/35","27/33/35",30]
[null,null,null,null,null,null,null,null,null,null,null,null,"FFA35A9",0,"","","","",null,null,null,"FDXM35F9",null,null,"200x750x620 mm","32 kg","6,4x9,5 mm",null,"7,3/8,0/8,7","7,3/8,0/8,7",53,53,"27/33/35","27/33/35",31]
[null,null,null,null,null,null,null,null,null,null,null,null,"FFA50A9",0,"","","","",null,null,null,"FDXM50F9",null,null,"200x1150x62 0mm","50 kg","6,4x12,7 mm",null,"13,3/14,6/15,8","13,3/14,6/15,8",55,55,"30/35/38","30/35/38",40]
[null,null,null,null,null,null,null,null,null,null,null,null,"FFA60A9",0,"","","","",null,null,null,"FDXM60F9",null,null,"200x1150x62 0mm","50 kg","6,4x12,7 mm",null,"13,5/14,8/16,0","13,5/14,8/16,0",56,56,"30/35/38","30/35/38",41]
[null,null,null,null,null,null,null,null,null,null,null,null,"FHA35A9",0,"","","","",null,null,null,"FFA25A9",null,null,"260x575x575 mm","16 kg","6,4x9,5 mm",null,"9/6,5","9/6,5",48,null,"31/25","31/25"]
[null,null,null,null,null,null,null,null,null,null,null,null,"FHA50A9",0,"","","","",null,null,null,"FFA35A9",null,null,"260x575x575 mm","16 kg","6,4x9,5 mm",null,"10/6,5","10/6,5",51,null,"34/25","34/25"]
[null,null,null,null,null,null,null,null,null,null,null,null,"FHA60A9",0,"","","","",null,null,null,"FFA50A9",null,null,"260x575x575 mm","17,5 kg","6,4x12,7 mm",null,"12/7,5","12/7,5",56,null,"39/27","39/27"]
[null,null,null,null,null,null,null,null,null,null,null,null,"FNA25A9",0,"","","","",null,null,null,"FFA60A9",null,null,"260x575x575 mm","17,5 kg","6,4x12,7 mm",null,"14,5/9,5","14,5/9,5",60,null,"43/32","43/32"]
[null,null,null,null,null,null,null,null,null,null,null,null,"FNA35A9",0,"","","","",null,null,null,"FHA35A9",null,null,"235x960x690 mm","24 kg","6,4x9,5 mm",null,"14/10","14/10",53,53,"36/31","36/31"]
[null,null,null,null,null,null,null,null,null,null,null,null,"FNA50A9",0,"","","","",null,null,null,"FHA50A9",null,null,"235x960x690 mm","25 kg","6,4x12,7 mm",null,"15/10","15/10",54,54,"37/32","37/32"]
[null,null,null,null,null,null,null,null,null,null,null,null,"FNA60A9",0,"","","","",null,null,null,"FHA60A9",null,null,"235x1270x690 mm","31 kg","6,4x12,7 mm",null,"19,5/11,5","19,5/11,5",54,54,"37/33","37/33"]
[null,null,null,null,null,null,null,null,null,null,null,null,"CVXM20A",{"$f":"COUNTIF($J$75:$J$90,M134)","v":0},{"$f":"IFERROR(RANK(R134,$R$75:$R$150,1),\"\")","v":""},{"$f":"IF(N134>0,M134,\"\")","v":""},{"$f":"IF(N134>0,N134,\"\")","v":""},{"$f":"IF(N134>0,MATCH(M134,$M$75:$M$150,0),\"\")","v":""},null,null,null,"FHA71A9",null,null,"235x1270x690 mm","32 kg","9,5x15,9 mm",null,"20,5/14","20,5/14",55,55,"38/34","38/34"]
[null,null,null,null,null,null,null,null,null,null,null,null,"FVXM25A",0,"","","","",null,null,null,"FHA100A",null,null,"235x1590x690 mm","38 kg","9,5x15,9 mm",null,"28/20","28/20",60,60,"42/34","42/34"]
[null,null,null,null,null,null,null,null,null,null,null,null,"FVXM35A",0,"","","","",null,null,null,"FHA125A",null,null,"235x1590x690 mm","38 kg","9,5x15,9 mm",null,"31/23","31/23",62,62,"44/37","44/37"]
[null,null,null,null,null,null,null,null,null,null,null,null,"FVXM50A",0,"","","","",null,null,null,"FHA140A",null,null,"235x1590x690 mm","38 kg","9,5x15,9 mm",null,"34/24","34/24",64,64,"46/38","46/38"]
[null,null,null,null,null,null,null,null,null,null,null,null,"BYCQ140E",0,"","","","",null,null,null,"FNA25A9",null,null,"620x790x200 mm","23 kg","6,4x9,5 mm",null,"8,7/7,3","8,7/7,3","48/30",53,"33/28","33/28"]
[null,null,null,null,null,null,null,null,null,null,null,null,"BYFQ60CW",0,"","","","",null,null,null,"FNA35A9",null,null,"620x790x200 mm","23 kg","6,4x9,5 mm",null,"8,7/7,3","8,7/7,3","48/31",54,"33/28","33/28"]
[null,null,null,null,null,null,null,null,null,null,null,null,"BRC1H52W",{"$f":"COUNTIF($J$75:$J$90,M140)","v":0},{"$f":"IFERROR(RANK(R140,$R$75:$R$150,1),\"\")","v":""},{"$f":"IF(N140>0,M140,\"\")","v":""},{"$f":"IF(N140>0,N140,\"\")","v":""},{"$f":"IF(N140>0,MATCH(M140,$M$75:$M$150,0),\"\")","v":""},null,null,null,"FNA50A9",null,null,"620x1150x200 mm","30 kg ","6,4x12,7 mm",null,"16,0/13,5","16,0/13,5","49/40",56,"36/30","36/30"]
[null,null,null,null,null,null,null,null,null,null,null,null,"BRC7EB518",0,"","","","",null,null,null,"FNA60A9",null,null,"620x1150x200 mm","30 kg ","6,4x12,7 mm",null,"16,0/13,5","16,0/13,5","49/41",57,"36/30","36/30"]
[null,null,null,null,null,null,null,null,null,null,null,null,"BRC7FA532F",0,"","","","",null,null,null,"FUA71A",null,null,"198x950x950 mm","25 kg","9,5x15,9 mm",null,"23/16","23/16",59,59,"41/35","41/35"]
[null,null,null,null,null,null,null,null,null,null,null,null,"BRC7F530W",0,"","","","",null,null,null,"FUA100A",null,null,"198x950x950 mm","26 kg","9,5x15,9 mm",null,"31/20","31/20",64,64,"46/39","46/39"]
[null,null,null,null,null,null,null,null,null,null,null,null,"BRC7GA53-9",0,"","","","",null,null,null,"FUA125A",null,null,"198x950x950 mm","26 kg","9,5x15,9 mm",null,"32,5/20,5","32,5/20,5",65,65,"47/40","47/40"]
[null,null,null,null,null,null,null,null,null,null,null,null,"BRC7C58",0,"","","","",null,null,null,"FVA71A",null,null,"1850x600x270 mm","42 kg","9,5x15,9 mm",null,"18/14","18/14",55,55,"43/38","43/38"]
[null,null,null,null,null,null,null,null,null,null,null,null,"BRC4C56",0,"","","","",null,null,null,"FVA100A",null,null,"1850x600x350 mm","50 kg","9,5x15,9 mm",null,"28/22","28/22",62,62,"50/44","50/44"]
[null,null,null,null,null,null,null,null,null,null,null,null,"BRC4C565",0,"","","","",null,null,null,"FVA125A",null,null,"1850x600x350 mm","50 kg","9,5x15,9 mm",null,"28/24","28/24",63,63,"51/46","51/46"]
[null,null,null,null,null,null,null,null,null,null,null,null,"BRC4C65",0,"","","","",null,null,null,"FVA140A",null,null,"1850x600x350 mm","50 kg","9,5x15,9 mm",null,"30/26","30/26",65,65,"53/48","53/48"]
[null,null,null,null,null,null,null,null,null,null,null,null,"BRC073",0,"","","","",null,null,null,"FTXM20A",null,null,"295x778x272 mm","10 kg","6,4x9,5 mm",null,"4,3/5,7/7,5/10,6","5,1/6,2/8,2/9,4",58,54,"19/25/33/42","20/26/34/40"]
[null,null,null,null,null,null,null,null,null,null,null,null,"BRCW901A08",0,"","","","",null,null,null,"FTXM25A",null,null,"295x778x272 mm","10 kg","6,4x9,5 mm",null,"4,1/5,7/7,6/10,5","4,9/6,3/8,0/9,8",null,54,"19/25/33/43","20/27/34/39"]
[null,null,null,null,null,null,null,null,null,null,null,null,"EKRS21",{"$f":"COUNTIF($J$75:$J$100,M151)","v":0},{"$f":"IFERROR(RANK(R151,$R$75:$R$151,1),\"\")","v":""},"","",{"$f":"IF(N151>0,MATCH(M151,$M$75:$M$151,0),\"\")","v":""},null,null,null,"FTXM35A",null,null,"295x778x272 mm","10 kg","6,4x9,5 mm",null,"4,2/6,0/7,8/11,3","4,9/6,5/8,5/9,8",58,54,"19/29/33/45","20/28/35/39"]
[null,null,null,null,null,null,null,null,null,null,null,null,"RTD-RA",{"$f":"COUNTIF($J$75:$J$100,M152)","v":0},{"$f":"IFERROR(RANK(R152,$R$75:$R$152,1),\"\")","v":""},"","",{"$f":"IF(N152>0,MATCH(M152,$M$75:$M$152,0),\"\")","v":""},null,null,null,"FTXM42A",null,null,"295x778x272 mm","10 kg","6,4x9,5 mm",null,"4,3/6,5/9,0/11,9","4,9/6,5/9,7/12,4",60,60,"21/30/39/45","21/29/39/45"]
[null,null,null,null,null,null,null,null,null,null,null,null,"EKMBPP1",{"$f":"COUNTIF($J$75:$J$100,M153)","v":0},{"$f":"IFERROR(RANK(R153,$R$75:$R$153,1),\"\")","v":""},"","",{"$f":"IF(N153>0,MATCH(M153,$M$75:$M$153,0),\"\")","v":""},null,null,null,"FTXM50A",null,null,"299x998x292 mm","14,5 kg","6,4x12,7 mm",null,"8,3/11,4/14/15,8","10,5/12,0/14,2/15,8",58,58,"27/36/40/44","31/34/39/43"]
[null,null,null,null,null,null,null,null,null,null,null,null,"KRP928A2S",0,{"$f":"IFERROR(RANK(R154,$R$75:$R$154,1),\"\")","v":""},"","",{"$f":"IF(N154>0,MATCH(M154,$M$75:$M$154,0),\"\")","v":""},null,null,null,"FTXM60A",null,null,"299x998x292 mm","14,5 kg","6,4x12,7 mm",null,"9,1/11,8/14/16,7","11,1/12,4/15,2/16,5",60,59,"30/37/42/46","33/36/41/45"]
[null,null,null,null,null,null,null,null,null,null,null,null,null,null,null,null,null,null,null,null,null,"FTXJ20AW",null,null,"305x900x212 mm","12 kg",null,null,"4,6/6,0/8,4/11,0","4,6/6,4/8,7/11,1",57,"-","19/25/32/39","19/25/32/39"]
[null,null,null,null,null,null,null,null,null,null,null,null,null,null,null,null,null,null,null,null,null,"FTXJ25AW",null,null,"305x900x212 mm","12 kg",null,null,"4,6/6,0/8,6/11,4","4,6/6,4/9,0/11,3",57,"-","19/25/33/40","19/25/33/40"]
[null,null,null,null,null,null,null,null,null,null,null,null,null,null,null,null,null,null,null,null,null,"FTXJ35AW",null,null,"305x900x212 mm","12 kg",null,null,"4,6/6,0/8,6/11,8","4,6/6,4/9,0/11,7",60,"-","13/25/33/41","19/25/33/41"]
[null,null,null,null,null,null,null,null,null,null,null,null,null,null,null,null,null,null,null,null,null,"FTXJ42AW",null,null,"305x900x212 mm","12 kg",null,null,"4,6/7,2/9,5/13","5,2/7,7/10,5/14,4",60,"-","21/29/37/45","21/29/37/45"]
[null,null,null,null,null,null,null,null,null,null,null,null,null,null,null,null,null,null,null,null,null,"FTXJ50AW",null,null,"305x900x212 mm","12 kg",null,null,"5,2/7,6/10,4/13,5","5,7/8,2/11,1/15,0",60,"-","24/31/39/46","24/33/42/46"]
[null,null,null,null,null,null,null,null,null,null,null,null,null,null,null,null,null,null,null,null,null,"FTXJ20AS",null,null,"305x900x212 mm","12 kg",null,null,"4,6/6,0/8,4/11,0","4,6/6,4/8,7/11,1",57,"-","19/25/32/39","19/25/32/39"]
[null,null,null,null,null,null,null,null,null,null,null,null,null,null,null,null,null,null,null,null,null,"FTXJ25AS",null,null,"305x900x212 mm","12 kg",null,null,"4,6/6,0/8,6/11,4","4,6/6,4/9,0/11,3",57,"-","19/25/33/40","19/25/33/40"]
[null,null,null,null,null,null,null,null,null,null,null,null,null,null,null,null,null,null,null,null,null,"FTXJ35AS",null,null,"305x900x212 mm","12 kg",null,null,"4,6/6,0/8,6/11,8","4,6/6,4/9,0/11,7",60,"-","13/25/33/41","19/25/33/41"]
[null,null,null,null,null,null,null,null,null,null,null,null,null,null,null,null,null,null,null,null,null,"FTXJ42AS",null,null,"305x900x212 mm","12 kg",null,null,"4,6/7,2/9,5/13","5,2/7,7/10,5/14,4",60,"-","21/29/37/45","21/29/37/45"]
[null,null,null,null,null,null,null,null,null,null,null,null,null,null,null,null,null,null,null,null,null,"FTXJ50AS",null,null,"305x900x212 mm","12 kg",null,null,"5,2/7,6/10,4/13,5","5,7/8,2/11,1/15,0",60,"-","24/31/39/46","24/33/42/46"]
[null,null,null,null,null,null,null,null,null,null,null,null,null,null,null,null,null,null,null,null,null,"FTXJ20AB",null,null,"305x900x212 mm","12 kg",null,null,"4,6/6,0/8,4/11,0","4,6/6,4/8,7/11,1",57,"-","19/25/32/39","19/25/32/39"]
[null,null,null,null,null,null,null,null,null,null,null,null,null,null,null,null,null,null,null,null,null,"FTXJ25AB",null,null,"305x900x212 mm","12 kg",null,null,"4,6/6,0/8,6/11,4","4,6/6,4/9,0/11,3",57,"-","19/25/33/40","19/25/33/40"]
[null,null,null,null,null,null,null,null,null,null,null,null,null,null,null,null,null,null,null,null,null,"FTXJ35AB",null,null,"305x900x212 mm","12 kg",null,null,"4,6/6,0/8,6/11,8","4,6/6,4/9,0/11,7",60,"-","13/25/33/41","19/25/33/41"]
[null,null,null,null,null,null,null,null,null,null,null,null,null,null,null,null,null,null,null,null,null,"FTXJ42AB",null,null,"305x900x212 mm","12 kg",null,null,"4,6/7,2/9,5/13","5,2/7,7/10,5/14,4",60,"-","21/29/37/45","21/29/37/45"]
[null,null,null,null,null,null,null,null,null,null,null,null,null,null,null,null,null,null,null,null,null,"FTXJ50AB",null,null,"305x900x212 mm","12 kg",null,null,"5,2/7,6/10,4/13,5","5,7/8,2/11,1/15,0",60,"-","24/31/39/46","24/33/42/46"]
[null,null,null,null,null,null,null,null,null,null,null,null,null,null,null,null,null,null,null,null,null,"CTXA15BS",null,null,"295x798x189 mm","11,5 kg",null,null,"4,6/6,1/8/11,0","4,5/6,4/8,7/10,9",57,null,"21/25/32/39"]
[null,null,null,null,null,null,null,null,null,null,null,null,null,null,null,null,null,null,null,null,null,"FTXA20BS",null,null,"295x798x189 mm","12,5 kg",null,null,"4,6/6,1/8/11,0","4,5/6,4/8,7/10,9",57,null,"19/25/32/39"]
[null,null,null,null,null,null,null,null,null,null,null,null,null,null,null,null,null,null,null,null,null,"FTXA25BS",null,null,"295x798x189 mm","13,5 kg",null,null,"4,6/6,1/8,6/11,5","4,5/6,4/9,0/11,1",57,null,"19/25/33/40"]
[null,null,null,null,null,null,null,null,null,null,null,null,null,null,null,null,null,null,null,null,null,"FTXA35BS",null,null,"295x798x189 mm","14,5 kg",null,null,"4,6/6,1/8,6/11,9","4,5/6,4/9,0/11,5",60,null,"19/25/33/41"]
[null,null,null,null,null,null,null,null,null,null,null,null,null,null,null,null,null,null,null,null,null,"FTXA42BS",null,null,"295x798x189 mm","15,5 kg",null,null,"4,6/7,2/9,8/13,1","5,2/7,7/10,5/14,6",60,null,"21/29/37/45"]
[null,null,null,null,null,null,null,null,null,null,null,null,null,null,null,null,null,null,null,null,null,"FTXA50BS",null,null,"295x798x189 mm","16,5 kg",null,null,"5,2/7,6/10,4/13,5","5,7/8,2/11,1/15,1",60,null,"24/31/39/46"]
[null,null,null,null,null,null,null,null,null,null,null,null,null,null,null,null,null,null,null,null,null,"CTXA15BT",null,null,"295x798x189 mm","11,5 kg",null,null,"4,6/6,1/8/11,0","4,5/6,4/8,7/10,9",57,null,"21/25/32/39"]
[null,null,null,null,null,null,null,null,null,null,null,null,null,null,null,null,null,null,null,null,null,"FTXA20BT",null,null,"295x798x189 mm","12,5 kg",null,null,"4,6/6,1/8/11,0","4,5/6,4/8,7/10,9",57,null,"19/25/32/39"]
[null,null,null,null,null,null,null,null,null,null,null,null,null,null,null,null,null,null,null,null,null,"FTXA25BT",null,null,"295x798x189 mm","13,5 kg",null,null,"4,6/6,1/8,6/11,5","4,5/6,4/9,0/11,1",57,null,"19/25/33/40"]
[null,null,null,null,null,null,null,null,null,null,null,null,null,null,null,null,null,null,null,null,null,"FTXA35BT",null,null,"295x798x189 mm","14,5 kg",null,null,"4,6/6,1/8,6/11,9","4,5/6,4/9,0/11,5",60,null,"19/25/33/41"]
[null,null,null,null,null,null,null,null,null,null,null,null,null,null,null,null,null,null,null,null,null,"FTXA42BT",null,null,"295x798x189 mm","15,5 kg",null,null,"4,6/7,2/9,8/13,1","5,2/7,7/10,5/14,6",60,null,"21/29/37/45"]
[null,null,null,null,null,null,null,null,null,null,null,null,null,null,null,null,null,null,null,null,null,"FTXA50BT",null,null,"295x798x189 mm","16,5 kg",null,null,"5,2/7,6/10,4/13,5","5,7/8,2/11,1/15,1",60,null,"24/31/39/46"]
[null,null,null,null,null,null,null,null,null,null,null,null,null,null,null,null,null,null,null,null,null,"CTXA15BB",null,null,"295x798x189 mm","11,5 kg",null,null,"4,6/6,1/8/11,0","4,5/6,4/8,7/10,9",57,null,"21/25/32/39"]
[null,null,null,null,null,null,null,null,null,null,null,null,null,null,null,null,null,null,null,null,null,"FTXA20BB",null,null,"295x798x189 mm","12,5 kg",null,null,"4,6/6,1/8/11,0","4,5/6,4/8,7/10,9",57,null,"19/25/32/39"]
[null,null,null,null,null,null,null,null,null,null,null,null,null,null,null,null,null,null,null,null,null,"FTXA25BB",null,null,"295x798x189 mm","13,5 kg",null,null,"4,6/6,1/8,6/11,5","4,5/6,4/9,0/11,1",57,null,"19/25/33/40"]
[null,null,null,null,null,null,null,null,null,null,null,null,null,null,null,null,null,null,null,null,null,"FTXA35BB",null,null,"295x798x189 mm","14,5 kg",null,null,"4,6/6,1/8,6/11,9","4,5/6,4/9,0/11,5",60,null,"19/25/33/41"]
[null,null,null,null,null,null,null,null,null,null,null,null,null,null,null,null,null,null,null,null,null,"FTXA42BB",null,null,"295x798x189 mm","15,5 kg",null,null,"4,6/7,2/9,8/13,1","5,2/7,7/10,5/14,6",60,null,"21/29/37/45"]
[null,null,null,null,null,null,null,null,null,null,null,null,null,null,null,null,null,null,null,null,null,"FTXA50BB",null,null,"295x798x189 mm","16,5 kg",null,null,"5,2/7,6/10,4/13,5","5,7/8,2/11,1/15,1",60,null,"24/31/39/46"]
[null,null,null,null,null,null,null,null,null,null,null,null,null,null,null,null,null,null,null,null,null,"CTXA15AW",null,null,"295x798x189 mm","11,5 kg",null,"4,6/6,1/8/11,0","4,5/6,4/8,7/10,9",57,"21/25/32/39"]
[null,null,null,null,null,null,null,null,null,null,null,null,null,null,null,null,null,null,null,null,null,"FTXA20AW",null,null,"295x798x189 mm","12,5 kg",null,"4,6/6,1/8/11,0","4,5/6,4/8,7/10,9",57,"19/25/32/39"]
[null,null,null,null,null,null,null,null,null,null,null,null,null,null,null,null,null,null,null,null,null,"FTXA25AW",null,null,"295x798x189 mm","13,5 kg",null,"4,6/6,1/8,6/11,5","4,5/6,4/9,0/11,1",57,"19/25/33/40"]
[null,null,null,null,null,null,null,null,null,null,null,null,null,null,null,null,null,null,null,null,null,"FTXA35AW",null,null,"295x798x189 mm","14,5 kg",null,"4,6/6,1/8,6/11,9","4,5/6,4/9,0/11,5",60,"19/25/33/41"]
[null,null,null,null,null,null,null,null,null,null,null,null,null,null,null,null,null,null,null,null,null,"FTXA42AW",null,null,"295x798x189 mm","15,5 kg",null,"4,6/7,2/9,8/13,1","5,2/7,7/10,5/14,6",60,"21/29/37/45"]
[null,null,null,null,null,null,null,null,null,null,null,null,null,null,null,null,null,null,null,null,null,"FTXA50AW",null,null,"295x798x189 mm","16,5 kg",null,"5,2/7,6/10,4/13,5","5,7/8,2/11,1/15,1",60,"24/31/39/46"]

{"sheet":"SkyAir","index":1,"n_rows":178,"n_cols":37,"rows_kept":178,"cut":false,"hidden":false,"merged":[[72,14,73,14],[72,15,73,15],[72,16,73,16],[72,17,73,17],[72,18,73,18],[72,19,73,19],[72,8,73,8],[72,9,73,9],[72,10,73,10],[72,11,73,11],[72,12,73,12],[72,13,73,13],[1,33,2,33],[1,34,2,34],[1,35,1,36],[2,2,2,4],[1,25,2,25],[1,26,2,26],[1,27,2,27],[1,28,2,28],[1,29,2,29],[1,30,2,30],[1,15,2,15],[1,17,2,17],[1,18,2,18],[1,19,1,20],[1,21,1,22],[1,24,2,24],[1,2,1,4],[1,8,2,8],[1,9,2,9],[1,10,1,11],[1,12,1,13],[1,31,2,31],[1,32,2,32],[1,14,2,14],[7,2,7,4],[7,10,7,12],[8,2,8,3],[9,2,9,3],[10,2,10,3],[14,2,14,3],[3,15,4,15],[3,19,4,19],[3,20,4,20],[4,2,4,4],[5,2,5,4],[6,2,6,4],[3,2,3,4],[3,10,4,10],[3,11,4,11],[3,12,4,12],[3,13,4,13],[3,14,4,14],[30,1,30,2],[30,3,30,4],[31,1,31,2],[31,3,31,4],[32,1,32,2],[32,3,32,4],[20,2,20,4],[21,2,21,4],[22,2,22,4],[24,1,25,1],[26,1,27,1],[28,2,28,3],[40,1,40,3],[48,10,48,12],[49,10,49,12],[50,10,50,12],[51,10,51,12],[52,8,52,13],[33,1,34,4],[35,1,35,2],[36,1,36,2],[37,1,37,3],[37,8,37,14],[38,8,39,8],[38,9,39,9],[38,10,39,12],[38,13,39,13],[38,14,39,14],[74,17,75,17],[74,18,75,18],[74,19,75,19],[74,8,75,8],[74,9,75,9],[74,10,75,10],[74,11,75,11],[74,12,75,12],[74,13,75,13],[74,14,75,14],[74,15,75,15],[74,16,75,16],[76,14,77,14],[76,15,77,15],[76,16,77,16],[76,17,77,17],[76,18,77,18],[76,19,77,19],[76,8,77,8],[76,9,77,9],[76,10,77,10],[76,11,77,11],[76,12,77,12],[76,13,77,13],[78,14,79,14],[78,15,79,15],[78,16,79,16],[78,17,79,17],[78,18,79,18],[78,19,79,19],[78,8,79,8],[78,9,79,9],[78,10,79,10],[78,11,79,11],[78,12,79,12],[78,13,79,13],[80,17,81,17],[80,18,81,18],[80,19,81,19],[80,8,81,8],[80,9,81,9],[80,10,81,10],[80,11,81,11],[80,12,81,12],[80,13,81,13],[126,9,127,9],[126,10,127,10],[126,11,127,13],[126,14,127,14],[126,15,127,15],[128,11,128,13],[80,14,81,14],[80,15,81,15],[80,16,81,16],[135,11,135,13],[136,11,136,13],[137,11,137,13],[138,11,138,13],[129,11,129,13],[130,11,130,13],[131,11,131,13],[132,11,132,13],[133,11,133,13],[134,11,134,13]]}
[{"$f":"MID(CELL(\"filename\",A1),FIND(\"]\",CELL(\"filename\",A1))+1,31)","v":"SkyAir"},"Zpět zadání","Zpět Count"]
[null,"Výkon chlazení","7,1 kW",null,null,null,{"$f":"MATCH(C2,T26:T34,0)","v":4},{"$f":"VLOOKUP(A1,#REF!,2,FALSE)","v":{"$error":"#REF!"}},"Typ","Počet","Výkon",null,"Příkon",null,"Napětí","Jištění","Rozměry","Hmotnost","Potrubí","Chladivo R32",null,"Hluk",null,null,"Zařízení","CR","Typ","Q chl. [kW]","Q top. [kW] ","P el.chl.","P el.top. [kW]","rozvodné napětí  [V]                          ","RLA [A]","MCA  [A]","Jištění typ C  [A]","Hluk"]
[null,"Chladivo","R32",null,null,null,null,null,null,null,"Chl","Top","Chl","Top",null,null,"VxŠxH",null,null,"Základ","Doplnit (předvyplněno 30m)","Lw (dBA)","Lp (dBA)",null,null,null,null,null,null,null,null,null,null,null,null,"Lw (dBA)","Lp (dBA)"]
[null,"Typ","Alpha",null,null,{"$f":"CONCATENATE(C4,C3)","v":"AlphaR32"},{"$f":"MATCH(F4,U25:X25,0)","v":1},"Venkovní jednotka",{"$f":"C21","v":"RZAG71NY1"},1,{"$f":"D25","v":"6,8 kW"},{"$f":"D26","v":"7,5 kW"},{"$f":"D27","v":"1,63 kW"},{"$f":"D28","v":"1,74 kW"},{"$f":"C5","v":"400V"},{"$f":"C29","v":"16A"},{"$f":"VLOOKUP(I4,V68:AA94,4,0)","v":"870x1100x460 mm"},{"$f":"VLOOKUP(I4,V68:AA94,5,0)","v":"81 kg"},{"$f":"VLOOKUP(I4,V68:AA94,6,0)","v":"9,5 x 15,9 mm"},{"$f":"CONCATENATE(D32,\" kg\")","v":"3,2 kg"},{"$f":"IF(C42>0,(CONCATENATE(D33,\" kg\")),\"\")","v":"0,2 kg"},{"$f":"VLOOKUP(I4,V68:AD94,8,FALSE)","v":"64 (Chl) - (Top)"},{"$f":"VLOOKUP(I4,V68:AD94,9,FALSE)","v":"46 (Chl) 48 (Top)"},null,{"$f":"K41","v":"zař.1"},"-",{"$f":"I4","v":"RZAG71NY1"},{"$f":"D25","v":"6,8 kW"},{"$f":"D26","v":"7,5 kW"},{"$f":"D27","v":"1,63 kW"},{"$f":"D28","v":"1,74 kW"},{"$f":"C5","v":"400V"},"-","-",{"$f":"C29","v":"16A"},{"$f":"V4","v":"64 (Chl) - (Top)"},{"$f":"W4","v":"46 (Chl) 48 (Top)"}]
[null,"Napětí","400V",null,null,null,null,"Vnitřní jednotka",{"$f":"CONCATENATE(I22,J22,K22)","v":"FFA35A9"},{"$f":"VLOOKUP(C7,S68:U71,3,0)","v":2},null,null,null,null,null,null,{"$f":"VLOOKUP(I5,V96:AA140,4,0)","v":"260x575x575 mm"},{"$f":"VLOOKUP(I5,V96:AA140,5,0)","v":"16 kg"},{"$f":"VLOOKUP(I5,V96:AA140,6,0)","v":"6,4x9,5 mm"}]
[null,"Vnitřní jednotka","Kazeta 600x600 (FFA)",null,null,null,null,"Refnety",{"$f":"IF(C23=\"KHRQ250H7\",\"KHRQ250H7\",IF(C23=\"KHRQ22M20TA\",\"KHRQ22M20TA\",IF(C23=\"neplatna kombinace\",\"\",RIGHT(C23,7))))","v":"KHRQ58T"},{"$f":"VLOOKUP(C7,R32:S36,2,0)","v":1}]
[null,"Počet vnitřních","TWIN",null,null,null,null,"Ovladač",{"$f":"IF(C13=\"RTD-RA\",\"\",IF(C8=\"kabelový\",VLOOKUP(I22,P38:R59,2,0),VLOOKUP(I22,P50:Q60,2,0)))","v":"BRC1H52W"},{"$f":"IF(I7=\"IR v ceně\",\"\",J4)","v":1}]
[null,"Ovladač","kabelový",null,null,{"$f":"IF(C8=\"infra\",\"\",IF(C13<>\"RTD-RA\",\"\",\"Pouze Infra v kom. s modbus\"))","v":""},null,{"$f":"IF(I7=\"IR v ceně\",\"\",IFERROR(VLOOKUP(I22,P39:S41,4,0),\"\"))","v":"Dekorační panel"},{"$f":"IF(C13=\"RTD-RA\",\"\",IF(I7=\"IR v ceně\",\"\",IFERROR(VLOOKUP(I22,P39:R41,3,0),\"\")))","v":"BYFQ60CW"},{"$f":"IF(I8=\"\",\"\",J5)","v":2},null,null,null,null,null,null,{"$f":"IFERROR(VLOOKUP(I8,V141:Z148,4,0),\"\")","v":"46x620x620 mm "},{"$f":"IFERROR(VLOOKUP(I8,V141:Z148,5,0),\"\")","v":"2,8 kg"}]
[null,{"$f":"Q81","v":""},"Standard, šedé lamely",null,{"$f":"IF(C6=O28,VLOOKUP(C9,Q99:R105,2,FALSE),\"\")","v":""},null,null,{"$f":"IF(OR(I9=Q39,J10=1),\"Nutný ovladač\",\"\")","v":""},{"$f":"IF(I7=Q39,\"\",IF(I8=O86,Q39,IF(I8=O87,Q39,IF(AND(F10=\"ANO\",C6=O28),Q39,\"\"))))","v":""},{"$f":"IF(I9=Q39,\"1\",\"\")","v":""}]
[null,{"$f":"IF(C6=O28,R92,\"\")","v":""},"NE",null,{"$f":"IFERROR(IF(C10=\"ANO\",VLOOKUP(E9,P83:S89,4,FALSE),\"\"),\"\")","v":""},{"$f":"C10","v":"NE"},null,{"$f":"IF(AND(C10=\"ANO\",C6=O28),\"Čidlo přítomnosti\",\"\")","v":""},{"$f":"IF(AND(C10=\"ANO\",C6=O28),E10,\"\")","v":""},{"$f":"IF(AND(F10=\"ANO\",C6=O28),J5,\"\")","v":""}]
[null,"Změň index vnitřní","",null,null,null,null,"Kom. svazek ",{"$f":"J137","v":""},{"$f":"IF(OR(AND(C6=O27,C8=\"kabelový\"),C13=\"RTD-RA\",C15=\"KRP928A2S\"),1,\"\")","v":""}]
[null,"Modbus adaptér","Ne","RTD-10 (pouze SkyAir)","Ne",null,null,"Potrubí"]
[null,"Příslušenství 1",{"$f":"IF(C15=\"KRP928A2S\",IF(C12=\"Ano\",\"Zbytečná kombinace\",IF(C12=\"Ano\",VLOOKUP(C6,O27:Z36,12,FALSE),\"\")),IF(C12=\"Ano\",VLOOKUP(C6,O27:Z36,12,FALSE),\"\"))","v":""},null,1,null,null,"Maximální délka potrubí (m)",{"$f":"D31","v":55},"(nutné ověřit !!)"]
[null,"Připojit na F1/F2 (pouze FTXM)","Ne",null,null,null,null,"Maximální převýšení (m)",30,"(nutné ověřit !!)"]
[null,"Příslušenství 2",{"$f":"IF(AND(C6=O27,I22=\"FTXM\"),IF(C14=\"Ano\",\"KRP928A2S\",\"\"),\"\")","v":""},null,1]
[]
[]
[]
[]
[]
[null,"Venkovní jednotka",{"$f":"IF(K21=\"X\",\"změňte typ, výkon nebo napětí\",CONCATENATE(H21,I21))","v":"RZAG71NY1"},null,null,null,null,{"$f":"INDEX(U26:X34,G2,G4)","v":"RZAG71"},{"$f":"IF(C5=\"230V\",J21,K21)","v":"NY1"},{"$f":"INDEX(U48:X56,G2,G4)","v":"NV1"},{"$f":"IF(C5=\"230V\",INDEX(U48:X56,G2,G4),INDEX(U36:X44,G2,G4))","v":"NY1"},null,null,null,null,null,null,null,null,null,"R32","Alpha","230V"]
[null,"Vnitřní jednotka",{"$f":"IF(C7=\"SPLIT\",CONCATENATE(I22,J22,K22),CONCATENATE(I22,J22,K22,L22))","v":"FFA35A9 2x"},null,null,null,null,{"$f":"C22","v":"FFA35A9 2x"},{"$f":"VLOOKUP(C6,O27:P36,2,0)","v":"FFA"},{"$f":"INDEX(U58:X66,M22,N22)","v":35},{"$f":"VLOOKUP(C6,O27:Q36,3,0)","v":"A9"},{"$f":"VLOOKUP(C7,S68:T71,2,0)","v":" 2x"},{"$f":"MATCH(C2,T58:T66,0)","v":4},{"$f":"MATCH(C7,U57:X57,0)","v":2},null,null,null,null,null,null,null,"Advanced","400V"]
[null,"Refnety",{"$f":"IFERROR(INDEX(data1!D43:DV59,MATCH($H$21,data1!B43:B59,0),MATCH($H$22,data1!D42:DV42,0)),\"neplatna kombinace\")","v":"KHRQ58T"},null,null,null,null,null,null,null,null,null,null,null,null,null,null,null,null,null,null,"Active"]
[null,null,null,null,"Celkem",null,null,null,null,null,null,null,null,null,null,null,null,null,null,null,"R32"]
[null,"Výkon","Qchl",{"$f":"IFERROR(CONCATENATE(H27,\" \",I27),\"\")","v":"6,8 kW"},{"$f":"H27*J76","v":142.79999999999998},null,null,null,null,null,null,null,null,null,null,null,null,null,null,null,"AlphaR32","AdvancedR32","ActiveR32"]
[null,null,"Qtop",{"$f":"IFERROR(CONCATENATE(H28,\" \",I28),\"\")","v":"7,5 kW"},{"$f":"H28*J76","v":157.5},null,null,null,null,null,null,{"$f":"IF(C6=O28,1,2)","v":2},null,null,null,null,null,null,null,"3,5 kW","RZAG35","X","X","FTXM","A","RTD"]
[null,"Příkon","Pi chl",{"$f":"CONCATENATE(H29,\" \",I29)","v":"1,63 kW"},null,null,null,{"$f":"INDEX(data1!L62:M78,MATCH($H$21,data1!K62:K78,0),1)","v":6.8},"kW",null,null,null,null,null,"Nástěnná (FTXM; FAA)",{"$f":"VLOOKUP(C2,T26:X34,5,FALSE)","v":"FAA"},{"$f":"VLOOKUP(C2,T26:Y34,6,FALSE)","v":"B"},"SPLIT",null,"5,0 kW","RZAG50","X","X","FTXM","A",{"$f":"IF(P27=\"FTXM\",\"RTD-RA\",IF(E12=\"Ano\",\"RTD-10\",\"EKMBPP1\"))","v":"EKMBPP1"},"Vnitřní jednotka nástěnná"]
[null,null,"Pi top",{"$f":"CONCATENATE(H30,\" \",I30)","v":"1,74 kW"},null,null,null,{"$f":"INDEX(data1!L62:M78,MATCH($H$21,data1!K62:K78,0),2)","v":7.5},"kW",null,null,null,null,null,"Kazeta 900x900 (FCAG)","FCAG","B","TWIN",null,"6,0 kW","RZAG60","X","X","FTXM","A",{"$f":"IF($E$12=\"ANO\",\"RTD-10\",\"EKMBPP1\")","v":"EKMBPP1"},"Vnitřní jednotka kazetová s kruhovým 360° výstupem vzduchu"]
[null,"Doporučené jištění",{"$f":"IFERROR(VLOOKUP(C21,V68:W99,2,0),\"\")","v":"16A"},null,null,null,null,{"$f":"IFERROR(INDEX(data1!D4:DV20,MATCH($H$21,data1!B4:B20,0),MATCH($H$22,data1!D3:DV3,0)),\"X\")","v":1.63},"kW","Ano",null,null,null,null,"Kazeta 600x600 (FFA)","FFA","A9","TRIPLE",null,"7,1 kW","RZAG71","RZASG71","AZAS71","FAA","B","EKMBPP1","Vnitřní jednotka 4-cestná, kazetová"]
[null,null,null,null,null,null,null,{"$f":"IFERROR(INDEX(data1!D24:DV40,MATCH($H$21,data1!B24:B40,0),MATCH($H$22,data1!D23:DV23,0)),\"X\")","v":1.74},"kW","Ne",null,null,null,null,"Podstropní s 1 vydechem (FHA)","FHA",{"$f":"IF(J22=100,\"A\",IF(J22=125,\"A\",IF(J22=140,\"A\",\"A9\")))","v":"A9"},"Double TWIN",1,"10,0 kW","RZAG100","RZASG100","AZAS100","FAA","B","EKMBPP1","Vnitřní jednotka postropní s 1 výdechem"]
[null,"Maximální délka potrubí (m)",null,{"$f":"IFERROR(VLOOKUP(C21,V68:X99,3,0),\"\")","v":55},null,null,null,null,null,null,null,null,null,null,"Podstropní se 4mi výdechy (FUA)","FUA","A",null,null,"12,5 kW","RZAG125","RZASG125","AZAS125","FAA","B","EKMBPP1","Vnitřní jednotka podstropní se 4mi výdechy ("]
[null,"Základní náplň chladiva (kg)",null,{"$f":"IFERROR(VLOOKUP(H21,T73:U89,2,0),\"\")","v":3.2},null,null,null,null,null,null,null,null,null,null,"Kanálovka střední (FBA)","FBA",{"$f":"IF(OR(J22=71,J22=35,J22=50,J22=60),\"A9\",\"A\")","v":"A9"},"SPLIT"," ","14,0 kW","RZAG140","RZASG140","AZAS140","FAA","B","EKMBPP1","Vnitřní jednotka kanálová středotlaká"]
[null,"Dodatečná náplň chladiva (kg)",null,{"$f":"IF(C42<=0,\"zadejte délky potrubí\",IF(C49<=D31,INDEX(E55:H71,G33,H33),\"překročena max. delka\"))","v":0.2},null,null,{"$f":"MATCH(H21,D55:D71,0)","v":4},{"$f":"MATCH(C7,E54:H54,0)","v":2},null,null,null,null,null,null,"Kanálovka nízká (FDXM)","FDXM","F9","TWIN",1,"19,0 kW","X","RZA200","X","FAA","B","EKMBPP1","Vnitřní jednotka kanálová středotlaká nízká"]
[null,"Pozn. Výpočet množství chladiva funguje pouze když jsou vyplňené VŠECHNY délky L a pouze v modrých polích.",null,null,null,null,null,null,null,null,null,null,null,null,"Kanálovka vysoké EPS (FDA)","FDA","A",null,null,"22,0 kW","X","RZA250","X","X",null,"EKMBPP1","Vnitřní jednotka kanálová vysokotlaká"]
[null,null,null,null,null,null,null,null,null,null,null,null,null,null,"Parapetní neopláštěná (FNA)","FNA","A9","TRIPLE",1,"400V","AlphaR32","AdvancedR32","ActiveR32",null,null,"EKMBPP1","Vnitřní jednotka parapetní neopláštěná"]
[null,null,null,null,null,null,null,3.75,"xx",null,null,null,null,null,"Volně stojící (FVA)","FVA","A","Double TWIN",3,"3,5 kW","X","X","X",null,null,null,"Vnitřní jednotka"]
[null,null,null,null,null,null,null,4.45,null," ",null,null,null,null,null,null,null,null,null,"5,0 kW","X","X","X"]
[null,"vyskovy rozdil (pouze pro kontrolu)",null,null,null,null,null,{"$f":"H37-H36","v":0.70000000000000018},"-ceny jsou pouze orientační přesné nacenění provede zástupce Daikin (databáze k 21.05.2024)",null,null,null,null,null,null,"FAA","BRC1H52W",null,null,"6,0 kW","X","X","X"]
[null,"H1",29,{"$f":"IF(C39>=0,\"m\",\"\")","v":"m"},{"$f":"IF(C39>30,\"NELZE\",\"\")","v":""},null,null,null,"Typ","Počet","Popis",null,null,"Cena /jednotka","Cena celkem","FCAG",{"$f":"VLOOKUP(E9,M83:N89,2,FALSE)","v":"BRC1H52W"},{"$f":"E9","v":""},"Dekorační panel","7,1 kW","NY1","X","X"]
[null,"H2",0.5,"m","maximálně",null,null,null,null,null,null,null,null,null,null,"FFA","BRC1H52W","BYFQ60CW","Dekorační panel","10,0 kW","NY1","MY1","MY1"]
[null,"delky tras (včetně svislých délek)",null,null,"průměr",null,null,null,"CE.HEADER",1,"zař.1",null,null,0,null,"FTXM","BRC073","BRCW901A08","Kabel","12,5 kW","NY1","MY1","MY1"]
[null,"L1",30,{"$f":"IF(C42>0,\"m\",\"\")","v":"m"},{"$f":"IF(C42>0,VLOOKUP(H21,D55:L71,6,FALSE),\"\")","v":"9,52x15,9mm"},null,null,null,{"$f":"IFERROR(INDEX(I$129:I$140,SMALL(IF(I$129:I$140<>\"\",ROW(I$129:I$140)-ROW(I$129)+1),ROWS(J$129:J130))),\"\")","v":"RZAG71NY1"},{"$f":"VLOOKUP(R129,$J$129:$K$140,2,FALSE)","v":1},{"$f":"IF(J42=\"\",\"\",VLOOKUP(I42,Ceník!$A$1:$C$9981,3,FALSE))","v":"Sky Air ALPHA venk. jednotka"},null,null,{"$f":"IF(C13=\"zbytečná kombinace\",\"\",IF(J42>0,VLOOKUP(I42,Ceník!$A$1:$C$9981,2,FALSE),\"\"))","v":88499},{"$f":"J42*N42","v":88499},"FHA","BRC1H52W",null,null,"14,0 kW","NY1","MY1","MY1"]
[null,"L2",5,"m",{"$f":"IF(C43>0,IF(C7=\"Double TWIN\",VLOOKUP(H21,D55:L71,8,FALSE),VLOOKUP(H21,D55:L71,7,FALSE)),\"\")","v":"6,4x9,5mm"},null,null,null,{"$f":"IFERROR(INDEX(I$129:I$140,SMALL(IF(I$129:I$140<>\"\",ROW(I$129:I$140)-ROW(I$129)+1),ROWS(J$129:J131))),\"\")","v":"FFA35A9"},2,{"$f":"IF(J43=\"\",\"\",VLOOKUP(I43,Ceník!$A$1:$C$9981,3,FALSE))","v":"SKY AIR zcela plochá kazetová jednotka"},null,null,{"$f":"IF(J43>0,VLOOKUP(I43,Ceník!$A$1:$C$9981,2,FALSE),\"\")","v":29388},{"$f":"J43*N43","v":58776},"FUA","BRC1H52W",null,null,"19,0 kW","X","D","X"]
[null,"L3",5,"m",{"$f":"IF(C44>0,IF(C7=\"Double TWIN\",VLOOKUP(H21,D55:L71,8,FALSE),VLOOKUP(H21,D55:L71,7,FALSE)),\"\")","v":"6,4x9,5mm"},null,null,null,{"$f":"IFERROR(INDEX(I$129:I$140,SMALL(IF(I$129:I$140<>\"\",ROW(I$129:I$140)-ROW(I$129)+1),ROWS(J$129:J132))),\"\")","v":"KHRQ58T"},1,{"$f":"IF(J44=\"\",\"\",VLOOKUP(I44,Ceník!$A$1:$C$9981,3,FALSE))","v":"rozhraní KNX pro Split"},null,null,{"$f":"IF(J44>0,VLOOKUP(I44,Ceník!$A$1:$C$9981,2,FALSE),\"\")","v":3036},{"$f":"J44*N44","v":3036},"FBA","BRC1H52W",null,null,"22,0 kW","X","D","X"]
[null,"L4",null,"",{"$f":"IF(C45>0,IF(C7=\"Double TWIN\",VLOOKUP(H21,D55:L71,9,FALSE),VLOOKUP(H21,D55:L71,7,FALSE)),\"\")","v":""},null,null,null,{"$f":"IFERROR(INDEX(I$129:I$140,SMALL(IF(I$129:I$140<>\"\",ROW(I$129:I$140)-ROW(I$129)+1),ROWS(J$129:J133))),\"\")","v":"BRC1H52W"},1,{"$f":"IF(J45=\"\",\"\",VLOOKUP(I45,Ceník!$A$1:$C$9981,3,FALSE))","v":"Madoka kabelový ovladač bílý"},null,null,{"$f":"IFERROR(IF(I7<>Q60,VLOOKUP(I45,Ceník!$A$1:$C$9981,2,FALSE),\"\"),\"\")","v":5992},{"$f":"IFERROR(IF(I7<>Q60,J45*N45,\"\"),\"\")","v":5992},"FDXM","BRC1H52W"]
[null,"L5",null,"",{"$f":"IF(C46>0,VLOOKUP(H21,D55:L71,9,FALSE),\"\")","v":""},null,null,null,{"$f":"IFERROR(INDEX(I$129:I$140,SMALL(IF(I$129:I$140<>\"\",ROW(I$129:I$140)-ROW(I$129)+1),ROWS(J$129:J134))),\"\")","v":"BYFQ60CW"},2,{"$f":"IFERROR(IF(J46=\"\",\"\",VLOOKUP(I46,Ceník!$A$1:$C$9981,3,FALSE)),\"\")","v":"bílý panel"},null,null,{"$f":"IFERROR(IF(J46=\"\",\"\",VLOOKUP(I46,Ceník!$A$1:$C$9981,2,FALSE)),\"\")","v":9384},{"$f":"IFERROR(IF(J46=\"\",\"\",J46*N46),\"\")","v":18768},"FNA","BRC1H52W"]
[null,"L6",null,"",{"$f":"IF(C47>0,VLOOKUP(H21,D55:L71,9,FALSE),\"\")","v":""},null,null,null,{"$f":"IFERROR(INDEX(I$129:I$140,SMALL(IF(I$129:I$140<>\"\",ROW(I$129:I$140)-ROW(I$129)+1),ROWS(J$129:J135))),\"\")","v":""},"",{"$f":"IFERROR(IF(J47=\"\",\"\",VLOOKUP(I47,Ceník!$A$1:$C$9981,3,FALSE)),\"\")","v":""},null,null,{"$f":"IFERROR(IF(J47=\"\",\"\",VLOOKUP(I47,Ceník!$A$1:$C$9981,2,FALSE)),\"\")","v":""},{"$f":"IFERROR(IF(J47=\"\",\"\",J47*N47),\"\")","v":""},"FVA","BRC1H52W",null,null,"230V","AlphaR32","AdvancedR32","ActiveR32"]
[null,"L7",null,"",{"$f":"IF(C48>0,VLOOKUP(H21,D55:L71,9,FALSE),\"\")","v":""},null,null,null,{"$f":"IFERROR(INDEX(I$129:I$140,SMALL(IF(I$129:I$140<>\"\",ROW(I$129:I$140)-ROW(I$129)+1),ROWS(J$129:J136))),\"\")","v":""},"",{"$f":"IFERROR(IF(J48=\"\",\"\",VLOOKUP(I48,Ceník!$A$1:$C$9981,3,FALSE)),\"\")","v":""},null,null,{"$f":"IFERROR(IF(J48=\"\",\"\",VLOOKUP(I48,Ceník!$A$1:$C$9981,2,FALSE)),\"\")","v":""},"","FDA","BRC1H52W",null,null,"3,5 kW","A","X","X"]
[null,null,{"$f":"C42+C43+C44+C45+C46+C47+C48","v":40},null,null,null,null,null,{"$f":"IFERROR(INDEX(I$129:I$140,SMALL(IF(I$129:I$140<>\"\",ROW(I$129:I$140)-ROW(I$129)+1),ROWS(J$129:J137))),\"\")","v":""},"",{"$f":"IFERROR(IF(J49=\"\",\"\",VLOOKUP(I49,Ceník!$A$1:$C$9981,3,FALSE)),\"\")","v":""},null,null,{"$f":"IFERROR(IF(J49=\"\",\"\",VLOOKUP(I49,Ceník!$A$1:$C$9981,2,FALSE)),\"\")","v":""},"",null,null,null,null,"5,0 kW","A","X","X"]
[null,"Pozn. Pokud je pole červené, smažte vepsanou delku trasy.",null,null,null,null,null,null,{"$f":"IFERROR(INDEX(I$129:I$140,SMALL(IF(I$129:I$140<>\"\",ROW(I$129:I$140)-ROW(I$129)+1),ROWS(J$129:J138))),\"\")","v":""},"",null,null,null,{"$f":"IFERROR(IF(J50=\"\",\"\",VLOOKUP(I50,Ceník!$A$1:$C$9981,2,FALSE)),\"\")","v":""},"","FAA","BRC7EB518","kabelový",null,"6,0 kW","A","X","X"]
[null,null,null,null,null,null,null,null,{"$f":"B65","v":""},{"$f":"C65","v":""},{"$f":"IFERROR(IF(J51=\"\",\"\",VLOOKUP(I51,Ceník!$A$1:$C$9981,3,FALSE)),\"\")","v":""},null,null,{"$f":"IFERROR(IF(J51=\"\",\"\",VLOOKUP(I51,Ceník!$A$1:$C$9981,2,FALSE)),\"\")","v":""},"","FCAG",{"$f":"IF(E9=P83,\"BRC7FA532F\",IF(E9=P85,\"BRC7FA532FB\",IF(E9=P84,\"BRC7FA532F\",IF(E9=P86,\"BRC7FA532F\",IF(E9=P87,\"NEJDE INFRA\",IF(E9=P88,\"BRC7FB532FB\",IF(E9=P89,\"BRC7FB532FB\",\"ne\")))))))","v":"BRC7FA532F"},"infra",null,"7,1 kW","NV1","MV1","MV1"]
[null,"n-násobek",1,null,null,null,null,null,{"$f":"B66","v":""},{"$f":"C66","v":""},{"$f":"IFERROR(IF(J52=\"\",\"\",VLOOKUP(I52,Ceník!$A$1:$C$9981,3,FALSE)),\"\")","v":""},null,null,{"$f":"IFERROR(IF(J52=\"\",\"\",VLOOKUP(I52,Ceník!$A$1:$C$9981,2,FALSE)),\"\")","v":""},"","FDA","BRC4C65",null,null,"10,0 kW","NV1","MV1","MV1"]
[null,null,null,null,null,null,null,null,"Projektová cena celkem",null,null,null,null,null,{"$f":"SUM(O42:O52)","v":175071},"FFA","BRC7F530W",null,null,"12,5 kW","NV1","MV1","MV1"]
["přís.",null,null,null,"SPLIT","TWIN","TRIPLE","Double TWIN","L1","L2, L3,L4 TWIN, TRIPPLE","L2 L3 DoubleTWIN","L4,L5,L6,L7 DoubleTWIN",null,null,null,"FHA","BRC7GA53-9",null,null,"14,0 kW","NV1","MV1","MV1"]
[null,null,null,"RZAG35",{"$f":"IF($C$42<=30,\"není potřeba\",(IF($C$42<=50,($C$42-30)*0.02,\"překročena max. délka\")))","v":"není potřeba"},"X","X","X","6,4x9,5mm"," "," "," "," ",null,null,"FUA","BRC7C58",null,null,"19,0 kW","X","X","X"]
[null,null,60,"RZAG50",{"$f":"IF($C$42<=30,\"není potřeba\",(IF($C$42<=50,($C$42-30)*0.02,\"překročena max. délka\")))","v":"není potřeba"},"X","X","X","6,4x12,7mm"," "," "," ",null,null,null,"FBA","BRC4C65",null,null,"22,0 kW","X","X","X"]
[null,{"$f":"IF(AND($C$2=$T$33,$C$7=$R$29),$C$57,\"\")","v":""},71,"RZAG60",{"$f":"IF($C$42<=30,\"není potřeba\",(IF($C$42<=50,($C$42-30)*0.02,\"překročena max. délka\")))","v":"není potřeba"},"X","X","X","6,4x12,7mm"," "," "," ",null,null,null,"FDXM","BRC4C65",null,null,null,"SPLIT","TWIN","TRIPLE","Double TWIN"]
[null,null,null,"RZAG71",{"$f":"IF(C42<=40,\"není potřeba\",(IF(C42<=50,0.35,(IF(C42<=55,0.55,\"překročena max. délka\")))))","v":"není potřeba"},{"$f":"IF(F75>40,F100+F112,L112)","v":0.2},"X","X","9,52x15,9mm","6,4x9,5mm"," "," ",null,null,null,"FNA","BRC4C65",null,null,"3,5 kW",35]
[null,"Změna vnitřní jednotky pro TRIPLE aplikaci RZA200D z 60 na 71",null,"RZAG100",{"$f":"IF(C42<=40,\"není potřeba\",(IF(C42<=50,0.35,(IF(C42<=55,0.55,IF(C42<=60,0.7,IF(C42<=75,1.05,IF(C42<=85,1.55,\"překročena max. délka\"))))))))","v":"není potřeba"},{"$f":"IF(F76>40,F101+F113,L113)","v":0.2},{"$f":"IF(G76>40,G101+G113,M113)","v":0.2},"X","9,52x15,9mm",{"$f":"IF(C7=\"TRIPLE\",\"6,4x9,5mm\",\"6,4x12,7mm\")","v":"6,4x12,7mm"}," "," ",null,null,null,"FVA",null,null,null,"5,0 kW",50]
[null,{"$f":"IF(AND(C2=T33,C7=R29),\"ANO\",\"NE\")","v":"NE"},null,"RZAG125",{"$f":"IF(C42<=40,\"není potřeba\",(IF(C42<=50,0.35,(IF(C42<=55,0.55,IF(C42<=60,0.7,IF(C42<=75,1.05,IF(C42<=85,1.55,\"překročena max. délka\"))))))))","v":"není potřeba"},{"$f":"IF(F77>40,F102+F114,L114)","v":0.2},{"$f":"IF(G77>40,G102+G114,M114)","v":0.2},{"$f":"IF(H77>40,H102+H114,N114)","v":0.2},"9,52x15,9mm","6,4x12,7mm","9,52x15,9mm","6,4x9,5mm",null,null,null,"FTXM","IR v ceně",null,null,"6,0 kW",60]
[null,null,null,"RZAG140",{"$f":"IF(C42<=40,\"není potřeba\",(IF(C42<=50,0.35,(IF(C42<=55,0.55,IF(C42<=60,0.7,IF(C42<=75,1.05,IF(C42<=85,1.55,\"překročena max. délka\"))))))))","v":"není potřeba"},{"$f":"IF(F78>40,F103+F115,L115)","v":0.2},{"$f":"IF(G78>40,G103+G115,M115)","v":0.2},{"$f":"IF(H78>40,H103+H115,N115)","v":0.2},"9,52x15,9mm",{"$f":"IF(C7=\"TWIN\",\"9,52x15,9mm\",\"6,4x12,7mm\")","v":"9,52x15,9mm"},"9,52x15,9mm","6,4x9,5mm",null,null,null,null,null,null,null,"7,1 kW",71,35]
[null,{"$f":"IF(AND($C$2=$T$33,$C$7=$R$29),$C$56,\"\")","v":""},null,"RZASG71",{"$f":"IF(C42<=30,\"není potřeba\",(IF(C42<=40,0.35,(IF(C42<=50,0.7,\"překročena max. délka\")))))","v":"není potřeba"},{"$f":"IF(F79>30,F104+F116,L116)","v":0.4},"X","X","9,52x15,9mm","6,4x9,5mm"," "," ",null,null,null,null,null,{"$f":"IF(E9=P83,\"BRC7FA532F\",\"ne\")","v":"BRC7FA532F"},null,"10,0 kW",100,50,35]
[null,null,null,"RZASG100",{"$f":"IF(C42<=30,\"není potřeba\",(IF(C42<=40,0.35,(IF(C42<=50,0.7,\"překročena max. délka\")))))","v":"není potřeba"},{"$f":"IF(F80>30,F105+F117,L117)","v":0.4},{"$f":"IF(G80>30,G105+G117,M117)","v":0.4},"X","9,52x15,9mm",{"$f":"IF(C7=\"TRIPLE\",\"6,4x9,5mm\",\"6,4x12,7mm\")","v":"6,4x12,7mm"}," "," ",null,null,null,null,null,null,null,"12,5 kW",125,60,50,35]
[null,null,null,"RZASG125",{"$f":"IF(C42<=30,\"není potřeba\",(IF(C42<=40,0.35,(IF(C42<=50,0.7,\"překročena max. délka\")))))","v":"není potřeba"},{"$f":"IF(F81>30,F106+F118,L118)","v":0.4},{"$f":"IF(G81>30,G106+G118,M118)","v":0.4},{"$f":"IF(H81>30,H106+H118,N118)","v":0.89999999999999991},"9,52x15,9mm","6,4x12,7mm","6,4x12,7mm","6,4x9,5mm",null,null,null,null,null,null,null,"14,0 kW",140,71,50,35]
["přís.2",{"$f":"\"\"","v":""},{"$f":"\"\"","v":""},"RZASG140",{"$f":"IF(C42<=30,\"není potřeba\",(IF(C42<=40,0.35,(IF(C42<=50,0.7,\"překročena max. délka\")))))","v":"není potřeba"},{"$f":"IF(F82>30,F107+F119,L119)","v":0.4},{"$f":"IF(G82>30,G107+G119,M119)","v":0.4},{"$f":"IF(H82>30,H107+H119,N119)","v":0.89999999999999991},"9,52x15,9mm",{"$f":"IF(C7=\"TWIN\",\"9,52x15,9mm\",\"6,4x12,7mm\")","v":"9,52x15,9mm"},"9,52x15,9mm","6,4x9,5mm",null,null,null,null,null,null,null,"19,0 kW",200,100,{"$f":"C11","v":""},50]
["přís. 3",{"$f":"IF(C13=\"EKMBPP1\",\"KRP1BC101\",\"\")","v":""},{"$f":"IF(C13=\"EKMBPP1\",1,\"\")","v":""},"AZAS71",{"$f":"IF(C42<=30,\"není potřeba\",\"překročena max. délka\")","v":"není potřeba"},"X","X","X","9,52x15,9mm",null,null,null,null,null,null,null,null,null,null,"22,0 kW",250,125,null,60]
[null,null,null,"AZAS100",{"$f":"IF(C42<=30,\"není potřeba\",\"překročena max. délka\")","v":"není potřeba"},"X","X","X","9,52x15,9mm",null,null,null,null,null,null,null,null,null,null,null,null,null,null,null,null,null,null,null,"Lw","Lp"]
[null,null,null,"AZAS125",{"$f":"IF(C42<=30,\"není potřeba\",\"překročena max. délka\")","v":"není potřeba"},"X","X","X","9,52x15,9mm",null,null,null,null,null,null,null,null,null,"SPLIT"," ",1,"RZAG100NV1","32A",85,"870x1100x460 mm","85 kg","9,5 x 15,9 mm",null,"66 (Chl) - (Top)","47 (Chl) 50 (Top)"]
[null,null,null,"AZAS140",{"$f":"IF(C42<=30,\"není potřeba\",\"překročena max. délka\")","v":"není potřeba"},"X","X","X","9,52x15,9mm",null,null,null,null,null,null,null,null,null,"TWIN"," 2x",2,"RZAG100NY1","16A",85,"870x1100x460 mm","85 kg","9,5 x 15,9 mm",null,"66 (Chl) - (Top)","47 (Chl) 50 (Top)"]
[null,null,null,"RZA200",{"$f":"IF(C42<=30,\"není potřeba\",(IF(C42<=40,0.45,(IF(C42<=50,0.9,IF(C42<=60,1.35,IF(C42<=70,1.8,IF(C42<=80,2.25,IF(C42<=90,2.7,IF(C42<=100,3.15,\"překročena max. délka\"))))))))))","v":"není potřeba"},{"$f":"IF(F83>30,F108+F120,L120)","v":0.4},0.4,1.1000000000000001,"9,5 x 22.2 mm",{"$f":"IF(C23=\"TWIN\",\"9,52x15,9mm\",\"6,4x12,7mm\")","v":"6,4x12,7mm"},"9,52x15,9mm","6,4x12,7mm",null,null,null,null,null,null,"TRIPLE"," 3x",3,"RZAG125NV1","32A",85,"870x1100x460 mm","95 kg","9,5 x 15,9 mm",null,"69 (Chl) 68 (Top)","49 (Chl) 52 (Top)"]
[null,null,null,"RZA250",{"$f":"IF(C42<=30,\"není potřeba\",(IF(C42<=40,0.45,(IF(C42<=50,0.9,IF(C42<=60,1.35,IF(C42<=70,1.8,IF(C42<=80,2.25,IF(C42<=90,2.7,IF(C42<=100,3.15,\"překročena max. délka\"))))))))))","v":"není potřeba"},0.4,0.4,1.1000000000000001,"9,5 x 22.2 mm",{"$f":"IF(C24=\"TWIN\",\"9,52x15,9mm\",\"6,4x12,7mm\")","v":"6,4x12,7mm"},"9,52x15,9mm","6,4x12,7mm",null,null,null,null,null,null,"Double TWIN"," 4x",4,"RZAG125NY1","16A",85,"870x1100x460 mm","94 kg","9,5 x 15,9 mm",null,"69 (Chl) 68 (Top)","49 (Chl) 52 (Top)"]
[null,null,null,null,null,null,null,null,null,null,null,null,null,null,null,null,null,null,null,null,null,"RZAG140NV1","32A",85,"870x1100x460 mm","95 kg","9,5 x 15,9 mm",null,"70 (Chl) 71 (Top)","50 (Chl) 52(Top)"]
[null,null,null,null,null,null,null,null,"Zařízení","CR","Typ","Q chl. [kW]","Q top. [kW] ","P el.chl.","P el.top. [kW]","rozvodné napětí  [V]                          ","RLA [A]","MCA  [A]","Jištění typ C  [A]","RZAG71",3.2,"RZAG140NY1","16A",85,"870x1100x460 mm","94 kg","9,5 x 15,9 mm",null,"70 (Chl) 71 (Top)","50 (Chl) 52(Top)"]
[null,null,null,"G1",null,"TWIN","TRIPLE","DoubleTWIN",null,null,null,null,null,null,null,null,null,null,null,"RZASG71",2.4500000000000002,"RZAG71NV1","20A",55,"870x1100x460 mm","81 kg","9,5 x 15,9 mm",null,"64 (Chl) - (Top)","46 (Chl) 48 (Top)"]
[null,null,null,"RZAG71",null,{"$f":"C42","v":30},"X","X",{"$f":"K41","v":"zař.1"},null,{"$f":"CONCATENATE(C21,,\"+\",C22)","v":"RZAG71NY1+FFA35A9 2x"},{"$f":"D25","v":"6,8 kW"},{"$f":"D26","v":"7,5 kW"},{"$f":"D27","v":"1,63 kW"},{"$f":"D28","v":"1,74 kW"},{"$f":"C5","v":"400V"},"na dotaz","na dotaz",{"$f":"C29","v":"16A"},"RZAG100",3.2,"RZAG71NY1","16A",55,"870x1100x460 mm","81 kg","9,5 x 15,9 mm",null,"64 (Chl) - (Top)","46 (Chl) 48 (Top)"]
[null,null,null,"RZAG100",null,{"$f":"C42","v":30},{"$f":"C42","v":30},"X","n-násobek",21,null,null,null,null,null,null,null,null,null,"RZASG100",2.6,"RZASG100MV1","25A",50,"990x940x320 mm","70 kg","9,5 x 15,9 mm",null,"70 (Chl)","53 (Chl) 57 (Top)"]
[null,null,null,"RZAG125",null,{"$f":"C42","v":30},{"$f":"C42","v":30},{"$f":"C42+C43+C44","v":40},{"$f":"I41","v":"CE.HEADER"},{"$f":"J41*J76","v":21},{"$f":"I75","v":"zař.1"},null,null,null,null,null,null,null,null,"RZAG125",3.7,"RZASG100MY1","16A",50,"990x940x320 mm","70 kg","9,5 x 15,9 mm",null,"70 (Chl)","53 (Chl) 57 (Top)"]
[null,null,null,"RZAG140",null,{"$f":"C42","v":30},{"$f":"C42","v":30},{"$f":"C42+C43+C44","v":40},{"$f":"I42","v":"RZAG71NY1"},{"$f":"J42*J76","v":21},{"$f":"O42*J78","v":1858479},null,null,null,null,null,null,null,null,"RZASG125",2.6,"RZASG125MV1","32A",50,"990x940x320 mm","70 kg","9,5 x 15,9 mm",null,"71 (Chl) - 71(Top)","53 (Chl) 57 (Top)"]
[null,null,null,"RZASG71",null,{"$f":"C42","v":30},"X","X","FFA35A9",{"$f":"J43*J76","v":42},{"$f":"O43*J79","v":2468592},null,null,null,null,null,null,null,null,"RZAG140",3.7,"RZASG125MY1","16A",50,"990x940x320 mm","70 kg","9,5 x 15,9 mm",null,"71 (Chl) - 71(Top)","53 (Chl) 57 (Top)"]
[null,null,null,"RZASG100",null,{"$f":"C42","v":30},{"$f":"C42","v":30},"X",{"$f":"I45","v":"BRC1H52W"},{"$f":"J45*J76","v":21},{"$f":"O45*J80","v":125832},null,null,null,null,null,null,null,null,"RZASG140",2.6,"RZASG140MV1","32A",50,"990x940x320 mm","78 kg","9,5 x 15,9 mm",null,"73 (Chl) - 73(Top)","54 (Chl) 57 (Top)"]
[null,null,null,"RZASG125",null,{"$f":"C42","v":30},{"$f":"C42","v":30},{"$f":"C42+C43+C44","v":40},{"$f":"I46","v":"BYFQ60CW"},{"$f":"J46*J76","v":42},null,null,null,null,null,null,{"$f":"IF(C6=O28,R81,\"\")","v":""},"Dekorační panel",null,"AZAS71",2.4500000000000002,"RZASG140MY1","16A",50,"990x940x320 mm","77 kg","9,5 x 15,9 mm",null,"73 (Chl) - 73(Top)","54 (Chl) 57 (Top)"]
[null,null,null,"RZASG140",null,{"$f":"C42","v":30},{"$f":"C42","v":30},{"$f":"C42+C43+C44","v":40},{"$f":"I49","v":""},{"$f":"J49*J76","v":{"$error":"#VALUE!"}},{"$f":"N49*J82","v":{"$error":"#VALUE!"}},null,null,null,null,null,null,null,null,"AZAS100",2.6,"RZASG71MV1","20A",50,"770x900x320 mm","60 kg","9,5 x 15,9 mm",null,"65 (Chl)","46 (Chl) 47 (Top)"]
[null,null,null,"RZA200",null,{"$f":"C42","v":30},{"$f":"C42","v":30},{"$f":"C42+C43+C44","v":40},"",null,{"$f":"SUM(K78:K82)","v":{"$error":"#VALUE!"}},null,{"$f":"P83","v":""},"BRC1H52W",null,{"$f":"IF(C6=O28,\"BYCQ140E\",\"\")","v":""},{"$f":"IF($C$6=$O$28,R83,\"\")","v":""},"Standard, šedé lamely","BRYQ140B","AZAS125",2.6,"AZAS71MV1","20A",30,"770x900x320 mm","60 kg","9,5 x 15,9 mm"]
[null,null,null,"RZA250",null,{"$f":"C42","v":30},{"$f":"C42","v":30},{"$f":"C42+C43+C44","v":40},null,null,null,null,{"$f":"P84","v":""},"BRC1H52W",null,{"$f":"IF(C6=O28,\"BYCQ140EW\",\"\")","v":""},"","Bílý, bílé lamely","BRYQ140B","AZAS140",2.9,"AZAS100MV1","25A",30,"990x940x32 0mm","70 kg","9,5 x 15,9 mm"]
[null,null,null,null,null,null,null,null,null,null,null,null,"","BRC1H52K",null,{"$f":"IF(C6=O28,\"BYCQ140EB\",\"\")","v":""},"","Černý","BRYQ140BB","RZAG35",1.55,"AZAS125MV1","32A",30,"990x940x320 mm","70 kg","9,5 x 15,9 mm"]
[null,null,null,"G2",null,"TWIN","TRIPLE","DoubleTWIN",null,null,null,null,"","BRC1H52W","BYCQ140EGF",{"$f":"IF(C6=O28,\"BYCQ140EGF\",\"\")","v":""},"","Samočistící, bílá barva","BRYQ140B","RZAG50",1.55,"AZAS140MV1","32A",30,"990x940x320 mm","78 kg","9,5 x 15,9 mm"]
[null,null,null,"RZAG71",null,{"$f":"C43+C44","v":10},"X","X",null,null,null,null,"","BRC1H52K","BYCQ140EGFB",{"$f":"IF(C6=O28,\"BYCQ140EGFB\",\"\")","v":""},"","Samočistící, černá barva","BRYQ140BB","RZAG60",1.55,"AZAS100MY1","16A",30,"990x940x320 mm","70 kg","9,5 x 15,9 mm"]
[null,null,null,"RZAG100",null,{"$f":"C43+C44","v":10},{"$f":"C43+C44+C45","v":10},"X",null,null,null,null,"","BRC1H52W",null,{"$f":"IF(C6=O28,\"BYCQ140EP\",\"\")","v":""},"","Bílý designový","BRYQ140C","RZA200",5,"AZAS125MY1","16A",30,"990x940x320 mm","70 kg","9,5 x 15,9 mm"]
[null,null,null,"RZAG125",null,{"$f":"C43+C44","v":10},{"$f":"C43+C44+C45","v":10},{"$f":"C45+C46+C47+C48","v":0},null,null,null,null,"","BRC1H52K",null,{"$f":"IF(C6=O28,\"BYCQ140EPB\",\"\")","v":""},"","Černý designový","BRYQ140CB","RZA250",5,"AZAS140MY1","16A",30,"990x940x320 mm","77 kg","9,5 x 15,9 mm"]
[null,null,null,"RZAG140",null,{"$f":"C43+C44","v":10},{"$f":"C43+C44+C45","v":10},{"$f":"C45+C46+C47+C48","v":0},null,null,null,null,null,null,null,null,null,null,null,null,null,"RZAG35A","16A",50,"734x870x373 mm","52 kg","6,4x9,5 mm",null,"62 (Chl, Top)","48 (Chl, Top)"]
[null,null,null,"RZASG71",null,{"$f":"C43+C44","v":10},"X","X",null,null,null,null,null,null,null,null,null,null,null,null,null,"RZAG50A","16A",50,"734x870x373 mm","52 kg","6,4x12,7 mm",null,"63 (Chl, Top)","49 (Chl, Top)"]
[null,null,null,"RZASG100",null,{"$f":"C43+C44","v":10},{"$f":"C43+C44+C45","v":10},"X",null,null,null,null,null,null,null,null,null,"Čidlo přítomnosti osob",null,null,null,"RZAG60A","20A",50,"734x870x373 mm","52 kg","6,4x12,7 mm",null,"64 (Chl, Top)","50 (Chl, Top)"]
[null,null,null,"RZASG125",null,{"$f":"C43+C44","v":10},{"$f":"C43+C44+C45","v":10},{"$f":"C45+C46+C47+C48","v":0},null,null,null,null,null,null,null,null,{"$f":"IF($C$6=$O$28,R93,\"\")","v":""},"ANO",null,null,null,"RZA200D","20A",100,"870x1100x460 mm","117 kg","9,5 x 22.2 mm",null,"73 (Chl) 76 (Top)","53 (chl) 60 (Top)"]
[null,null,null,"RZASG140",null,{"$f":"C43+C44","v":10},{"$f":"C43+C44+C45","v":10},{"$f":"C45+C46+C47+C48","v":0},null,null,null,null,null,null,null,null,{"$f":"IF($C$6=$O$28,R94,\"\")","v":""},"NE",null,null,null,"RZA250D","20A",100,"870x1100x460 mm","117 kg","9,5 x 22.2 mm",null,"76 (Chl) 79 (Top)","57 (Chl) 63 (Top)"]
[null,null,null,"RZA200",null,{"$f":"C43+C44","v":10},{"$f":"C43+C44+C45","v":10},{"$f":"C45+C46+C47+C48","v":0},null,null,null,null,null,null,null,null,null,null,null,null,null,null,null,null,null,null,null,null,"Chlazení Nízké/Střední/Vysoké m³/min","Vytápění Nízké/Střední/Vysoké m³/min","Hladina akust.Výkonu chlazení","Hladina akust.Výkonu vytápění","Hladina akust.Tlaku vytápění","Hladina akust.Tlaku clazení","EPS"]
[null,null,null,"RZA250",null,{"$f":"C43+C44","v":10},{"$f":"C43+C44+C45","v":10},{"$f":"C45+C46+C47+C48","v":0},null,null,null,null,null,null,null,null,null,null,null,null,null,"FAA71B",null,null,"290x1050x238 mm","13 kg","9,5 x 15,9 mm",null,"12,1/13,4/16,2","12,7/14,2/16,9",61,61,"40,0/42,0/45,0","40,0/42,0/45,0"," "]
[null,null,null,null,null,null,null,null,null,null,null,null,"Standard, šedé lamely",{"$f":"VLOOKUP(M97,Q99:R105,2,FALSE)","v":"BYCQ140E"},null,null,null,null,null,null,null,"FAA100B",null,null,"340x1200x240 mm","17 kg","9,5 x 15,9 mm",null,"23,0/21,1/18,7","23,0/20,9/18,7",65,65,"41/45/49","41/45/49"]
[null,null,null,null,null,null,null,null,null,null,null,null,null,null,null,null,null,null,null,null,null,"FBA35A9",null,null,"245x700x800 mm","28 kg","6,4x9,5 mm",null,"15/10,5","15/10,5",60,null,"35/29","37/29","30 ~ 150"]
[null,null,null,"R1>40/>30",null,"TWIN","TRIPLE","DoubleTWIN",null,null,null,null,null,null,null,null,"Standard, šedé lamely","BYCQ140E",null,null,null,"FBA50A9",null,null,"245x700x800 mm","28 kg","6,4x12,7 mm",null,"15/10,5","15/10,5",61,null,"35/30","37/30","31 ~ 150"]
[null,null,null,"RZAG71",null,{"$f":"IF(F75-40<10,0.35,IF(F75-40<20,0.7,IF(F75-40<30,1.05,IF(F75-40<40,1.4,IF(F75-40<45,1.55,\"překročena  max. délka\")))))","v":0.35},"X","X",null,null,null,null,null,null,null,null,"Bílý, bílé lamely","BYCQ140EW",null,null,null,"FBA60A9",null,null,"245x1000x800 mm","35 kg","6,4x12,7 mm",null,"18/12,5","18/12,5",56,null,"30/25","31/25","32 ~ 150"]
[null,null,null,"RZAG100",null,{"$f":"IF(F76-40<10,0.35,IF(F76-40<20,0.7,IF(F76-40<30,1.05,IF(F76-40<40,1.4,IF(F76-40<45,1.55,\"překročena  max. délka\")))))","v":0.35},{"$f":"IF(G76-40<10,0.35,IF(G76-40<20,0.7,IF(G76-40<30,1.05,IF(G76-40<40,1.4,IF(G76-40<45,1.55,\"překročena  max. délka\")))))","v":0.35},"X",null,null,null,null,null,null,null,null,"Černý","BYCQ140EB",null,null,null,"FBA71A9",null,null,"245x1000x800 mm","35 kg","9,5x15,9 mm",null,"18/12,5","18/12,5",57,null,"30/26","31/26","33 ~ 150"]
[null,null,null,"RZAG125",null,{"$f":"IF(F77-40<10,0.35,IF(F77-40<20,0.7,IF(F77-40<30,1.05,IF(F77-40<40,1.4,IF(F77-40<45,1.55,\"překročena  max. délka\")))))","v":0.35},{"$f":"IF(G77-40<10,0.35,IF(G77-40<20,0.7,IF(G77-40<30,1.05,IF(G77-40<40,1.4,IF(G77-40<45,1.55,\"překročena  max. délka\")))))","v":0.35},{"$f":"IF(H77-40<10,0.35,IF(H77-40<20,0.7,IF(H77-40<30,1.05,IF(H77-40<40,1.4,IF(H77-40<45,1.55,\"překročena  max. délka\")))))","v":0.35},null,null,null,null,null,null,null,null,"Samočistící, bílá barva","BYCQ140EGF",null,null,null,"FBA100A",null,null,"245x1400x800 mm","46 kg","9,5x15,9 mm",null,"29/23","29/23",58,null,"34/30","36/30","40 ~ 150"]
[null,null,null,"RZAG140",null,{"$f":"IF(F78-40<10,0.35,IF(F78-40<20,0.7,IF(F78-40<30,1.05,IF(F78-40<40,1.4,IF(F78-40<45,1.55,\"překročena  max. délka\")))))","v":0.35},{"$f":"IF(G78-40<10,0.35,IF(G78-40<20,0.7,IF(G78-40<30,1.05,IF(G78-40<40,1.4,IF(G78-40<45,1.55,\"překročena  max. délka\")))))","v":0.35},{"$f":"IF(H78-40<10,0.35,IF(H78-40<20,0.7,IF(H78-40<30,1.05,IF(H78-40<40,1.4,IF(H78-40<45,1.55,\"překročena  max. délka\")))))","v":0.35},null,null,null,null,null,null,null,null,"Samočistící, černá barva","BYCQ140EGFB",null,null,null,"FBA125A",null,null,"245x1400x800 mm","46 kg","9,5x15,9 mm",null,"34/23,5","34/23,5",62,null,"37/32","38/32","50 ~ 150"]
[null,null,null,"RZASG71",null,{"$f":"IF(F75-30<10,0.35,IF(F75-30<20,0.7,IF(F75-30<30,1.05,IF(F75-30<40,1.4,IF(F75-30<45,1.4,\"překročena  max. délka\")))))","v":0.35},"X","X",null,null,null,null,null,null,null,null,"Bílý designový","BYCQ140EP",null,null,null,"FBA140A",null,null,"245x1400x800 mm","46 kg","9,5x15,9 mm",null,"34/23,5","34/23,5",63,null,"37/33","38/33","51 ~ 150"]
[null,null,null,"RZASG100",null,{"$f":"IF(F76-30<10,0.35,IF(F76-30<20,0.7,IF(F76-30<30,1.05,IF(F76-30<40,1.4,IF(F76-30<45,1.4,\"překročena  max. délka\")))))","v":0.35},{"$f":"IF(G76-30<10,0.35,IF(G76-30<20,0.7,IF(G76-30<30,1.05,IF(G76-30<40,1.4,IF(G76-30<45,1.4,\"překročena  max. délka\")))))","v":0.35},"X",null,null,null,null,null,null,null,null,"Černý designový","BYCQ140EPB",null,null,null,"FCAG35B",null,null,"204x840x840 mm","18 kg","6,4x9,5 mm",null,"12,5/8,7","12,5/8,7",49,49,"31/27","31/27"]
[null,null,null,"RZASG125",null,{"$f":"IF(F77-30<10,0.35,IF(F77-30<20,0.7,IF(F77-30<30,1.05,IF(F77-30<40,1.4,IF(F77-30<45,1.4,\"překročena  max. délka\")))))","v":0.35},{"$f":"IF(G77-30<10,0.35,IF(G77-30<20,0.7,IF(G77-30<30,1.05,IF(G77-30<40,1.4,IF(G77-30<45,1.4,\"překročena  max. délka\")))))","v":0.35},{"$f":"IF(H77-30<10,0.35,IF(H77-30<20,0.7,IF(H77-30<30,1.05,IF(H77-30<40,1.4,IF(H77-30<45,1.4,\"překročena  max. délka\")))))","v":0.7},null,null,null,null,null,null,null,null,null,null,null,null,null,"FCAG50B",null,null,"204x840x840 mm","19 kg","6,4x12,7 mm",null,"12,6/8,7","12,6/8,7",49,49,"31/27","31/27"]
[null,null,null,"RZASG140",null,{"$f":"IF(F78-30<10,0.35,IF(F78-30<20,0.7,IF(F78-30<30,1.05,IF(F78-30<40,1.4,IF(F78-30<45,1.4,\"překročena  max. délka\")))))","v":0.35},{"$f":"IF(G78-30<10,0.35,IF(G78-30<20,0.7,IF(G78-30<30,1.05,IF(G78-30<40,1.4,IF(G78-30<45,1.4,\"překročena  max. délka\")))))","v":0.35},{"$f":"IF(H78-30<10,0.35,IF(H78-30<20,0.7,IF(H78-30<30,1.05,IF(H78-30<40,1.4,IF(H78-30<45,1.4,\"překročena  max. délka\")))))","v":0.7},null,null,null,null,null,null,null,null,null,null,null,null,null,"FCAG60B",null,null,"204x840x840 mm","19 kg","6,4x12,7 mm",null,"13,6/8,7","13,6/8,7",51,51,"33/28","33/28"]
[null,null,null,"RZA200",null,{"$f":"IF(F83-30<10,0.45,IF(F83-30<20,0.9,IF(F83-30<30,1.35,IF(F83-30<40,1.8,IF(F83-30<50,2.25,IF(F83-30<60,2.7,IF(F83-30<70,3.15,\"překročena  max. délka\")))))))","v":0.45},{"$f":"IF(G83-30<10,0.45,IF(G83-30<20,0.9,IF(G83-30<30,1.35,IF(G83-30<40,1.8,IF(G83-30<50,2.25,IF(G83-30<60,2.7,IF(G83-30<70,3.15,\"překročena  max. délka\")))))))","v":0.45},{"$f":"IF(H83-30<10,0.45,IF(H83-30<20,0.9,IF(H83-30<30,1.35,IF(H83-30<40,1.8,IF(H83-30<50,2.25,IF(H83-30<60,2.7,IF(H83-30<70,3.15,\"překročena  max. délka\")))))))","v":0.9},null,"R1<40/30",null,null,null,null,null,null,null,null,null,null,null,"FCAG71B",null,null,"204x840x840 mm","21 kg","9,5x15,9 mm",null,"15,0/9,1","15,0/9,1",49,49,"35/28","33/28"]
[null,null,null,"RZA250",null,{"$f":"IF(F84-30<10,0.45,IF(F84-30<20,0.9,IF(F84-30<30,1.35,IF(F84-30<40,1.8,IF(F84-30<50,2.25,IF(F84-30<60,2.7,IF(F84-30<70,3.15,\"překročena  max. délka\")))))))","v":0.45},{"$f":"IF(F84-30<10,0.45,IF(F75-30<20,0.9,IF(F75-30<30,1.35,IF(F75-30<40,1.8,IF(F75-30<50,2.25,IF(F75-30<60,2.7,IF(F75-30<70,3.15,\"překročena  max. délka\")))))))","v":0.45},{"$f":"IF(H84-30<10,0.45,IF(H84-30<20,0.9,IF(H84-30<30,1.35,IF(H84-30<40,1.8,IF(H84-30<50,2.25,IF(H84-30<60,2.7,IF(H84-30<70,3.15,\"překročena  max. délka\")))))))","v":0.9},null,null,null,null,null,null,null,null,null,null,null,null,null,"FCAG100B",null,null,"246x840x840 mm","24 kg","9,5x15,9 mm",null,"22,8/12,4","22,8/12,4",54,54,"37/29","37/29"]
[null,null,null,null,null,null,null,null,null,null,null,null,null,null,null,null,null,null,null,null,null,"FCAG125B",null,null,"246x840x840 mm","24 kg","9,5x15,9 mm",null,"26,0/12,4","26,0/12,4",58,58,"41/29","41/29"]
[null,null,null,"R2",null,"TWIN","TRIPLE","DoubleTWIN",null,"R2",null,"TWIN","TRIPLE","DoubleTWIN",null,null,null,null,null,null,null,"FCAG140B",null,null,"246x840x840 mm","24 kg","9,5x15,9 mm",null,"26,0/12,4","26,0/12,4",58,58,"41/29","41/29"]
[null,null,null,"RZAG71",null,{"$f":"IF($F87<10,0.2,IF($F87<20,0.4,IF($F87<30,0.6,IF($F87<40,0.8,IF($F87<45,1,\"překročena  max. délka\")))))","v":0.4},"X","X",null,"RZAG71",null,{"$f":"IF(F87+F75-40<0,0,IF(F87+F75-40<10,0.2,IF(F87+F75-40<20,0.4,IF(F87+F75-40<30,0.6,IF(F87+F75-40<40,0.8,IF(F87+F75-40<45,1,\"překročena  max. délka\"))))))","v":0.2},"X","X",null,null,null,null,null,null,null,"FDA125A",null,null,"300x1400x700 m","45 kg","9,5x15,9 mm",null,"125A","39/28","39/28",66,"40/33","40/33","50 ~ 200"]
[null,null,null,"RZAG100",null,{"$f":"IF(F88<10,0.2,IF(F88<20,0.4,IF(F88<30,0.6,IF(F88<40,0.8,IF(F88<45,1,\"překročena  max. délka\")))))","v":0.4},0.4,"X",null,"RZAG100",null,{"$f":"IF(F88+F76-40<0,0,IF(F88+F76-40<10,0.2,IF(F88+F76-40<20,0.4,IF(F88+F76-40<30,0.6,IF(F88+F76-40<40,0.8,IF(F88+F76-40<45,1,\"překročena  max. délka\"))))))","v":0.2},{"$f":"IF(G88+G76-40<0,0,IF(G88+G76-40<10,0.2,IF(G88+G76-40<20,0.4,IF(G88+G76-40<30,0.6,IF(G88+G76-40<40,0.8,IF(G88+G76-40<45,1,\"překročena  max. délka\"))))))","v":0.2},"X",null,null,null,null,null,null,null,"FDA200A",null,null,"400x1490x1100","104 kg","9,5x19,1 mm",null,"200A","36/64","36/64",69,"43/36","43/36","62 ~ 250"]
[null,null,null,"RZAG125",null,0.4,0.4,{"$f":"IF(H89<10,0.2,IF(H89<20,0.4,IF(H89<30,0.6,IF(H89<40,0.8,IF(H89<45,1,\"překročena  max. délka\")))))","v":0.2},null,"RZAG125",null,{"$f":"IF(F89+F77-40<0,0,IF(F89+F77-40<10,0.2,IF(F89+F77-40<20,0.4,IF(F89+F77-40<30,0.6,IF(F89+F77-40<40,0.8,IF(F89+F77-40<45,1,\"překročena  max. délka\"))))))","v":0.2},{"$f":"IF(G89+G77-40<0,0,IF(G89+G77-40<10,0.2,IF(G89+G77-40<20,0.4,IF(G89+G77-40<30,0.6,IF(G89+G77-40<40,0.8,IF(G89+G77-40<45,1,\"překročena  max. délka\"))))))","v":0.2},{"$f":"IF(H89+H77-40<0,0,IF(H89+H77-40<10,0.2,IF(H89+H77-40<20,0.4,IF(H89+H77-40<30,0.6,IF(H89+H77-40<40,0.8,IF(H89+H77-40<45,1,\"překročena  max. délka\"))))))","v":0.2},null,null,null,null,null,null,null,"FDA250A",null,null,"400x1490x1100","115 kg","9,5x22,5 mm",null,"250A","43/69","43/69",71,"44/37","44/37","63 ~ 250"]
[null,null,null,"RZAG140",null,0.4,0.4,{"$f":"IF(H90<10,0.2,IF(H90<20,0.4,IF(H90<30,0.6,IF(H90<40,0.8,IF(H90<45,1,\"překročena  max. délka\")))))","v":0.2},null,"RZAG140",null,{"$f":"IF(F90+F78-40<0,0,IF(F90+F78-40<10,0.2,IF(F90+F78-40<20,0.4,IF(F90+F78-40<30,0.6,IF(F90+F78-40<40,0.8,IF(F90+F78-40<45,1,\"překročena  max. délka\"))))))","v":0.2},{"$f":"IF(G90+G78-40<0,0,IF(G90+G78-40<10,0.2,IF(G90+G78-40<20,0.4,IF(G90+G78-40<30,0.6,IF(G90+G78-40<40,0.8,IF(G90+G78-40<45,1,\"překročena  max. délka\"))))))","v":0.2},{"$f":"IF(H90+H78-40<0,0,IF(H90+H78-40<10,0.2,IF(H90+H78-40<20,0.4,IF(H90+H78-40<30,0.6,IF(H90+H78-40<40,0.8,IF(H90+H78-40<45,1,\"překročena  max. délka\"))))))","v":0.2},null,null,null,null,null,null,null,"FDXM35F9",null,null,"200x750x620 mm","32 kg","6,4x9,5 mm",null,"7,3/8,0/8,7","7,3/8,0/8,7",53,53,"27/33/35","27/33/35",31]
[null,null,null,"RZASG71",null,{"$f":"IF(F91<10,0.2,IF(F91<20,0.4,IF(F91<30,0.6,IF(F91<40,0.8,IF(F91<45,1,\"překročena  max. délka\")))))","v":0.4},"X","X",null,"RZASG71",null,{"$f":"IF(F91+F79-30<0,0,IF(F91+F79-30<10,0.2,IF(F91+F79-30<20,0.4,IF(F91+F79-30<30,0.6,IF(F91+F79-30<40,0.8,IF(F91+F79-30<45,1,\"překročena  max. délka\"))))))","v":0.4},"X","X",null,null,null,null,null,null,null,"FDXM50F9",null,null,"200x1150x62 0mm","50 kg","6,4x12,7 mm",null,"13,3/14,6/15,8","13,3/14,6/15,8",55,55,"30/35/38","30/35/38",40]
[null,null,null,"RZASG100",null,{"$f":"IF(F92<10,0.2,IF(F92<20,0.4,IF(F92<30,0.6,IF(F92<40,0.8,IF(F92<45,1,\"překročena  max. délka\")))))","v":0.4},{"$f":"IF(G92<10,0.2,IF(G92<20,0.4,IF(G92<30,0.6,IF(G92<40,0.8,IF(G92<45,1,\"překročena  max. délka\")))))","v":0.4},"X",null,"RZASG100",null,{"$f":"IF(F92+F80-30<0,0,IF(F92+F80-30<10,0.2,IF(F92+F80-30<20,0.4,IF(F92+F80-30<30,0.6,IF(F92+F80-30<40,0.8,IF(F92+F80-30<45,1,\"překročena  max. délka\"))))))","v":0.4},{"$f":"IF(G92+G80-30<0,0,IF(G92+G80-30<10,0.2,IF(G92+G80-30<20,0.4,IF(G92+G80-30<30,0.6,IF(G92+G80-30<40,0.8,IF(G92+G80-30<45,1,\"překročena  max. délka\"))))))","v":0.4},"X",null,null,null,null,null,null,null,"FDXM60F9",null,null,"200x1150x62 0mm","50 kg","6,4x12,7 mm",null,"13,5/14,8/16,0","13,5/14,8/16,0",56,56,"30/35/38","30/35/38",41]
[null,null,null,"RZASG125",null,{"$f":"IF(F93<10,0.2,IF(F93<20,0.4,IF(F93<30,0.6,IF(F93<40,0.8,IF(F93<45,1,\"překročena  max. délka\")))))","v":0.4},{"$f":"IF(G93<10,0.2,IF(G93<20,0.4,IF(G93<30,0.6,IF(G93<40,0.8,IF(G93<45,1,\"překročena  max. délka\")))))","v":0.4},{"$f":"IF(H93<10,0.2,IF(H93<20,0.4,IF(H93<30,0.6,IF(H93<40,0.8,IF(H93<45,1,\"překročena  max. délka\")))))","v":0.2},null,"RZASG125",null,{"$f":"IF(F93+F81-30<0,0,IF(F93+F81-30<10,0.2,IF(F93+F81-30<20,0.4,IF(F93+F81-30<30,0.6,IF(F93+F81-30<40,0.8,IF(F93+F81-30<45,1,\"překročena  max. délka\"))))))","v":0.4},{"$f":"IF(G93+G81-30<0,0,IF(G93+G81-30<10,0.2,IF(G93+G81-30<20,0.4,IF(G93+G81-30<30,0.6,IF(G93+G81-30<40,0.8,IF(G93+G81-30<45,1,\"překročena  max. délka\"))))))","v":0.4},{"$f":"IF(H93+H81-30<0,0,IF(H93+H81-30<10,0.2,IF(H93+H81-30<20,0.4,IF(H93+H81-30<30,0.6,IF(H93+H81-30<40,0.8,IF(H93+H81-30<45,1,\"překročena  max. délka\"))))))","v":0.4},null,null,null,null,null,null,null,"FFA35A9",null,null,"260x575x575 mm","16 kg","6,4x9,5 mm",null,"10/6,5","10/6,5",51,null,"34/25","34/25"]
[null,null,null,"RZASG140",null,{"$f":"IF(F94<10,0.2,IF(F94<20,0.4,IF(F94<30,0.6,IF(F94<40,0.8,IF(F94<45,1,\"překročena  max. délka\")))))","v":0.4},{"$f":"IF(G94<10,0.2,IF(G94<20,0.4,IF(G94<30,0.6,IF(G94<40,0.8,IF(G94<45,1,\"překročena  max. délka\")))))","v":0.4},{"$f":"IF(H94<10,0.2,IF(H94<20,0.4,IF(H94<30,0.6,IF(H94<40,0.8,IF(H94<45,1,\"překročena  max. délka\")))))","v":0.2},null,"RZASG140",null,{"$f":"IF(F94+F82-30<0,0,IF(F94+F82-30<10,0.2,IF(F94+F82-30<20,0.4,IF(F94+F82-30<30,0.6,IF(F94+F82-30<40,0.8,IF(F94+F82-30<45,1,\"překročena  max. délka\"))))))","v":0.4},{"$f":"IF(G94+G82-30<0,0,IF(G94+G82-30<10,0.2,IF(G94+G82-30<20,0.4,IF(G94+G82-30<30,0.6,IF(G94+G82-30<40,0.8,IF(G94+G82-30<45,1,\"překročena  max. délka\"))))))","v":0.4},{"$f":"IF(H94+H82-30<0,0,IF(H94+H82-30<10,0.2,IF(H94+H82-30<20,0.4,IF(H94+H82-30<30,0.6,IF(H94+H82-30<40,0.8,IF(H94+H82-30<45,1,\"překročena  max. délka\"))))))","v":0.4},null,null,null,null,null,null,null,"FFA50A9",null,null,"260x575x575 mm","17,5 kg","6,4x12,7 mm",null,"12/7,5","12/7,5",56,null,"39/27","39/27"]
[null,null,null,"RZA200",null,{"$f":"IF(F95<10,0.2,IF(F95<20,0.4,IF(F95<30,0.6,IF(F95<40,0.8,IF(F95<50,1,IF(F95<60,1.2,IF(F95<70,1.4,\"překročena  max. délka\")))))))","v":0.4},0.4,0.2,null,"RZA200",null,{"$f":"IF(F95+F83-30<0,0,IF(F95<10,0.2,IF(F95<20,0.4,IF(F95<30,0.6,IF(F95<40,0.8,IF(F95<50,1,IF(F95<60,1.2,IF(F95<70,1.4,\"překročena  max. délka\"))))))))","v":0.4},{"$f":"IF(G95+G83-30<0,0,IF(G95+G83-30<10,0.2,IF(G95+G83-30<20,0.4,IF(G95+G83-30<30,0.6,IF(G95+G83-30<40,0.8,IF(G95+G83-30<50,1,IF(G95+G83-30<60,1.2,IF(G95+G83-30<70,1.4,\"překročena  max. délka\"))))))))","v":0.4},{"$f":"IF(H95+H83-30<0,0,IF(H95+H83-30<10,0.2,IF(H95+H83-30<20,0.4,IF(H95+H83-30<30,0.6,IF(H95+H83-30<40,0.8,IF(H95+H83-30<50,1,IF(H95+H83-30<60,1.2,IF(H95+H83-30<70,1.4,\"překročena  max. délka\"))))))))","v":0.4},null,null,null,null,null,null,null,"FFA60A9",null,null,"260x575x575 mm","17,5 kg","6,4x12,7 mm",null,"14,5/9,5","14,5/9,5",60,null,"43/32","43/32"]
[null,null,null,"RZA250",null,0.4,0.4,0.2,null,"RZA250",null,{"$f":"IF(F96+F84-30<0,0,IF(F96<10,0.2,IF(F96<20,0.4,IF(F96<30,0.6,IF(F96<40,0.8,IF(F96<50,1,IF(F96<60,1.2,IF(F96<70,1.4,\"překročena  max. délka\"))))))))","v":0.4},{"$f":"IF(G96+G84-30<0,0,IF(G96+G84-30<10,0.2,IF(G96+G84-30<20,0.4,IF(G96+G84-30<30,0.6,IF(G96+G84-30<40,0.8,IF(G96+G84-30<50,1,IF(G96+G84-30<60,1.2,IF(G96+G84-30<70,1.4,\"překročena  max. délka\"))))))))","v":0.4},{"$f":"IF(H96+H84-30<0,0,IF(H96+H84-30<10,0.2,IF(H96+H84-30<20,0.4,IF(H96+H84-30<30,0.6,IF(H96+H84-30<40,0.8,IF(H96+H84-30<50,1,IF(H96+H84-30<60,1.2,IF(H96+H84-30<70,1.4,\"překročena  max. délka\"))))))))","v":0.4},null,null,null,null,null,null,null,"FHA35A9",null,null,"235x960x690 mm","24 kg","6,4x9,5 mm",null,"14/10","14/10",53,53,"36/31","36/31"]
[null,null,null,null,null,null,null,null,null,null,null,null,null,null,null,null,null,null,null,null,null,"FHA50A9",null,null,"235x960x690 mm","25 kg","6,4x12,7 mm",null,"15/10","15/10",54,54,"37/32","37/32"]
[null,null,null,null,null,null,null,null,null,null,null,null,null,null,null,null,null,null,null,null,null,"FHA60A9",null,null,"235x1270x690 mm","31 kg","6,4x12,7 mm",null,"19,5/11,5","19,5/11,5",54,54,"37/33","37/33"]
[null,null,null,null,null,null,null,null,null,null,null,null,null,null,null,null,null,null,null,null,null,"FHA71A9",null,null,"235x1270x690 mm","32 kg","9,5x15,9 mm",null,"20,5/14","20,5/14",55,55,"38/34","38/34"]
[null,null,null,null,null,null,null,null,null,null,null,null,null,null,null,null,null,null,null,null,null,"FHA100A",null,null,"235x1590x690 mm","38 kg","9,5x15,9 mm",null,"28/20","28/20",60,60,"42/34","42/34"]
[null,null,null,null,null,null,null,null,null,null,null,null,null,null,null,null,null,null,null,null,null,"FHA125A",null,null,"235x1590x690 mm","38 kg","9,5x15,9 mm",null,"31/23","31/23",62,62,"44/37","44/37"]
[null,null,null,null,null,null,null,null,null,"Typ","Počet","Popis",null,null,"Cena /jednotka","Cena celkem",null,null,null,null,null,"FHA140A",null,null,"235x1590x690 mm","38 kg","9,5x15,9 mm",null,"34/24","34/24",64,64,"46/38","46/38"]
[null,null,null,null,null,null,null,null,null,null,null,null,null,null,null,null,null,{"$f":"IFERROR(INDEX(I$129:I$138,SMALL(IF(I$129:I$138<>\"\",ROW(I$129:I$138)-ROW(I$129)+1),ROWS(J$129:J129))),\"\")","v":"CE.HEADER"},{"$f":"IFERROR(INDEX(J$129:J$138,SMALL(IF(J$129:J$138<>\"\",ROW(J$129:J$138)-ROW(J$129)+1),ROWS(K$129:K129))),\"\")","v":"CE.HEADER"},null,null,"FNA35A",null,null,"620x750x200 mm","23 kg","6,4x9,5 mm",null,"8,7/7,3","8,7/7,3","48/31",54,"33/28","33/28"]
[null,null,null,null,null,null,null,null,{"$f":"J129","v":"CE.HEADER"},"CE.HEADER",1,"12C.001 Chlazení místností",null,null,0,null,null,{"$f":"IFERROR(INDEX(I$129:I$140,SMALL(IF(I$129:I$140<>\"\",ROW(I$129:I$140)-ROW(I$129)+1),ROWS(J$129:J130))),\"\")","v":"RZAG71NY1"},{"$f":"VLOOKUP(R129,$J$129:$K$140,2,FALSE)","v":1},null,null,"FNA50A",null,null,"620x1150x200 mm","30 kg ","6,4x12,7 mm",null,"16,0/13,5","16,0/13,5","49/40",56,"36/30","36/30"]
[null,null,null,null,null,null,null,null,{"$f":"J130","v":"RZAG71NY1"},{"$f":"I4","v":"RZAG71NY1"},1,{"$f":"IF(K130=\"\",\"\",VLOOKUP(J130,Ceník!$A$1:$C$9981,3,FALSE))","v":"Sky Air ALPHA venk. jednotka"},null,null,{"$f":"IF(K130>0,VLOOKUP(J130,Ceník!$A$1:$C$9981,2,FALSE),\"\")","v":88499},{"$f":"J42*N42","v":88499},null,{"$f":"IFERROR(INDEX(I$129:I$140,SMALL(IF(I$129:I$140<>\"\",ROW(I$129:I$140)-ROW(I$129)+1),ROWS(J$129:J131))),\"\")","v":"FFA35A9"},{"$f":"VLOOKUP(R130,$J$129:$K$140,2,FALSE)","v":2},null,null,"FNA60A",null,null,"620x1150x200 mm","30 kg ","6,4x12,7 mm",null,"16,0/13,5","16,0/13,5","49/41",57,"36/30","36/30"]
[null,null,null,null,null,null,null,null,"FFA35A9","FFA35A9",2,{"$f":"IF(J43>0,VLOOKUP(I43,Ceník!$A$1:$C$9981,3,FALSE),\"\")","v":"SKY AIR zcela plochá kazetová jednotka"},null,null,{"$f":"IF(K131>0,VLOOKUP(J131,Ceník!$A$1:$C$9981,2,FALSE),\"\")","v":29388},{"$f":"K131*O131","v":58776},null,{"$f":"IFERROR(INDEX(I$129:I$140,SMALL(IF(I$129:I$140<>\"\",ROW(I$129:I$140)-ROW(I$129)+1),ROWS(J$129:J132))),\"\")","v":"KHRQ58T"},1,null,null,"FUA71A",null,null,"198x950x950 mm","25 kg","9,5x15,9 mm",null,"23/16","23/16",59,59,"41/35","41/35"]
[null,null,null,null,null,null,null,null,{"$f":"IF(OR(\"KHR\"=LEFT(C23,3),C23=\"3  KHRQ58T\"),J132,\"\")","v":"KHRQ58T"},"KHRQ58T",1,{"$f":"IF(C7=\"Split\",\"\",IF(K132>0,IF(J44>0,VLOOKUP(J132,Ceník!$A$1:$C$9981,3,FALSE),\"\")))","v":"rozhraní KNX pro Split"},null,null,{"$f":"IF(C7=\"Split\",\"\",IF(J44>0,VLOOKUP(I44,Ceník!$A$1:$C$9981,2,FALSE),\"\"))","v":3036},{"$f":"IF(C7=\"Split\",\"\",J44*N44)","v":3036},null,{"$f":"IFERROR(INDEX(I$129:I$140,SMALL(IF(I$129:I$140<>\"\",ROW(I$129:I$140)-ROW(I$129)+1),ROWS(J$129:J133))),\"\")","v":"BRC1H52W"},1,null,null,"FUA100A",null,null,"198x950x950 mm","26 kg","9,5x15,9 mm",null,"31/20","31/20",64,64,"46/39","46/39"]
[null,null,null,null,null,null,null,null,{"$f":"J133","v":"BRC1H52W"},{"$f":"IF(I7=Q60,\"\",I7)","v":"BRC1H52W"},{"$f":"J7","v":1},{"$f":"IF(I7<>Q60,VLOOKUP(J133,Ceník!$A$1:$C$9981,3,FALSE),\"\")","v":"Madoka kabelový ovladač bílý"},null,null,{"$f":"IF(I7<>Q60,VLOOKUP(J133,Ceník!$A$1:$C$9981,2,FALSE),\"\")","v":5992},{"$f":"IF(I7<>Q60,K133*O133,\"\")","v":5992},null,{"$f":"IFERROR(INDEX(I$129:I$140,SMALL(IF(I$129:I$140<>\"\",ROW(I$129:I$140)-ROW(I$129)+1),ROWS(J$129:J134))),\"\")","v":"BYFQ60CW"},2,null,null,"FUA125A",null,null,"198x950x950 mm","26 kg","9,5x15,9 mm",null,"32,5/20,5","32,5/20,5",65,65,"47/40","47/40"]
[null,null,null,null,null,null,null,null,"BYFQ60CW",{"$f":"I8","v":"BYFQ60CW"},{"$f":"J8","v":2},{"$f":"IF(K134=\"\",\"\",VLOOKUP(J134,Ceník!$A$1:$C$9981,3,FALSE))","v":"bílý panel"},null,null,{"$f":"IF(K134=\"\",\"\",VLOOKUP(J134,Ceník!$A$1:$C$9981,2,FALSE))","v":9384},{"$f":"IF(K134=\"\",\"\",K134*O134)","v":18768},null,{"$f":"IFERROR(INDEX(I$129:I$140,SMALL(IF(I$129:I$140<>\"\",ROW(I$129:I$140)-ROW(I$129)+1),ROWS(J$129:J135))),\"\")","v":""},"",null,null,"FVA71A",null,null,"1850x600x270 mm","42 kg","9,5x15,9 mm",null,"18/14","18/14",55,55,"43/38","43/38"]
[null,null,null,null,null,null,null,null,"",{"$f":"I9","v":""},{"$f":"J9","v":""},{"$f":"IF(C8=\"kabelový\",\"\",IF(J47=\"\",\"\",VLOOKUP(I47,Ceník!$A$1:$C$9981,3,FALSE)))","v":""},null,null,{"$f":"IF(C8=\"kabelový\",\"\",IF(J47=\"\",\"\",VLOOKUP(I47,Ceník!$A$1:$C$9981,2,FALSE)))","v":""},{"$f":"IF(C8=\"kabelový\",\"\",IF(K135=\"\",\"\",K135*O135))","v":""},null,{"$f":"IFERROR(INDEX(I$129:I$140,SMALL(IF(I$129:I$140<>\"\",ROW(I$129:I$140)-ROW(I$129)+1),ROWS(J$129:J136))),\"\")","v":""},"",null,null,"FVA100A",null,null,"1850x600x350 mm","50 kg","9,5x15,9 mm",null,"28/22","28/22",62,62,"50/44","50/44"]
[null,null,null,null,null,null,null,null,"",{"$f":"I10","v":""},{"$f":"J10","v":""},{"$f":"IF(K136=\"\",\"\",VLOOKUP(J136,Ceník!$A$1:$C$9981,3,FALSE))","v":""},null,null,{"$f":"IF(K136=\"\",\"\",VLOOKUP(J136,Ceník!$A$1:$C$9981,2,FALSE))","v":""},{"$f":"IF(K136=\"\",\"\",K136*O136)","v":""},null,{"$f":"IFERROR(INDEX(I$129:I$140,SMALL(IF(I$129:I$140<>\"\",ROW(I$129:I$140)-ROW(I$129)+1),ROWS(J$129:J137))),\"\")","v":""},"",null,null,"FVA125A",null,null,"1850x600x350 mm","50 kg","9,5x15,9 mm",null,"28/24","28/24",63,63,"51/46","51/46"]
[null,null,null,null,null,null,null,null,"",{"$f":"IF(OR(AND(C6=O27,C8=\"kabelový\",I22=P60),AND(C6=O27,C8=\"Infra\",I22=P60,C12=\"Ano\"),C15=\"KRP928A2S\"),\"EKRS21\",\"\")","v":""},{"$f":"IF(OR(AND(C6=O27,C8=\"kabelový\",I22=P60),AND(C6=O27,C8=\"Infra\",I22=P60,C12=\"Ano\"),C15=\"KRP928A2S\"),J11,\"\")","v":""},{"$f":"IF(K137=\"\",\"\",VLOOKUP(J137,Ceník!$A$1:$C$9981,3,FALSE))","v":""},null,null,{"$f":"IF(K137=\"\",\"\",VLOOKUP(J137,Ceník!$A$1:$C$9981,2,FALSE))","v":""},{"$f":"IF(K137=\"\",\"\",K137*O137)","v":""},null,{"$f":"IFERROR(INDEX(I$129:I$138,SMALL(IF(I$129:I$138<>\"\",ROW(I$129:I$138)-ROW(I$129)+1),ROWS(J$129:J138))),\"\")","v":""},"",null,null,"FVA140A",null,null,"1850x600x350 mm","50 kg","9,5x15,9 mm",null,"30/26","30/26",65,65,"53/48","53/48"]
[null,null,null,null,null,null,null,null,"",{"$f":"C13","v":""},1,{"$f":"IF(K138=\"\",\"\",VLOOKUP(J138,Ceník!$A$1:$C$9981,3,FALSE))","v":{"$error":"#N/A"}},null,null,{"$f":"IF(K138=\"\",\"\",VLOOKUP(J138,Ceník!$A$1:$C$9981,2,FALSE))","v":{"$error":"#N/A"}},{"$f":"IF(K138=\"\",\"\",K138*O138)","v":{"$error":"#N/A"}},null,{"$f":"IFERROR(INDEX(I$129:I$138,SMALL(IF(I$129:I$138<>\"\",ROW(I$129:I$138)-ROW(I$129)+1),ROWS(J$129:J139))),\"\")","v":""},"",null,null,"FTXM35A",null,null,"295x778x272 mm","10 kg","6,4x9,5 mm",null,"4,2/6,0/7,8/11,3","4,9/6,5/8,5/9,8",58,54,"19/29/33/45","20/28/35/39"]
[null,null,null,null,null,null,null,null,{"$f":"J139","v":""},{"$f":"IF(C15=\"\",\"\",C15)","v":""},{"$f":"IF(E15=\"\",\"\",E15)","v":1},{"$f":"IF(J51=\"\",\"\",VLOOKUP(I51,Ceník!$A$1:$C$9981,3,FALSE))","v":""},null,null,{"$f":"IF(J51=\"\",\"\",VLOOKUP(I51,Ceník!$A$1:$C$9981,2,FALSE))","v":""},{"$f":"IF(J51=\"\",\"\",J51*N51)","v":""},null,{"$f":"IFERROR(INDEX(I$129:I$138,SMALL(IF(I$129:I$138<>\"\",ROW(I$129:I$138)-ROW(I$129)+1),ROWS(J$129:J140))),\"\")","v":""},"",null,null,"FTXM50A",null,null,"299x998x292 mm","14,5 kg","6,4x12,7 mm",null,"8,3/11,4/14/15,8","10,5/12,0/14,2/15,8",58,58,"27/36/40/44","31/34/39/43"]
[null,null,null,null,null,null,null,null,{"$f":"J140","v":""},{"$f":"IF(B54=0,\"\",B54)","v":""},{"$f":"IF(C54=0,\"\",C54)","v":""},{"$f":"IF(J52=\"\",\"\",VLOOKUP(I52,Ceník!$A$1:$C$9981,3,FALSE))","v":""},null,null,{"$f":"IF(J52=\"\",\"\",VLOOKUP(I52,Ceník!$A$1:$C$9981,2,FALSE))","v":""},{"$f":"IF(J52=\"\",\"\",J52*N52)","v":""},null,null,{"$error":"#N/A"},null,null,"FTXM60A",null,null,"299x998x292 mm","14,5 kg","6,4x12,7 mm",null,"9,1/11,8/14/16,7","11,1/12,4/15,2/16,5",60,59,"30/37/42/46","33/36/41/45"]
[null,null,null,null,null,null,null,null,null,"Projektová cena celkem",null,null,null,null,null,{"$f":"SUM(P130:P140)","v":{"$error":"#N/A"}},null,null,null,null,null,"BYCQ140E",null,null,"50x950x950 mm","5,4 kg"]
[null,null,null,null,null,null,null,null,null,"L1","L2, L3,L4 TWIN, TRIPPLE","L2 L3 DoubleTWIN","L4,L5,L6,L7 DoubleTWIN",null,null,null,null,null,null,null,null,"BYFQ60CW",null,null,"46x620x620 mm ","2,8 kg"]
[null,null,null,null,null,null,null,null,null,null,null,null,null,null,null,null,null,null,null,null,null,"BYCQ140EW",null,null,"50x950x950 mm","5,4 kg"]
[null,null,null,null,null,null,null,null,null,null,null,null,null,null,null,null,null,null,null,null,null,"BYCQ140EB",null,null,"50x950x950 mm","5,4 kg"]
[null,null,null,null,null,null,null,null,null,null,null,null,null,null,null,null,null,null,null,null,null,"BYCQ140EGF",null,null,"130x950x950 mm","10,3 kg"]
[null,null,null,null,null,null,null,null,null,null,null,null,null,null,null,null,null,null,null,null,null,"BYCQ140EGFB",null,null,"130x950x950 mm","10,3 kg"]
[null,null,null,null,null,null,null,null,null,null,null,null,null,null,null,null,null,null,null,null,null,"BYCQ140EP",null,null,"50x950x950 mm","5,4 kg"]
[null,null,null,null,null,null,null,null,null,null,null,null,null,null,null,null,null,null,null,null,null,"BYCQ140EPB",null,null,"50x950x950 mm","5,4 kg"]
[]
[null,null,null,null,null,null,null,"Indoor unit   ","FXDQ",null,"15A3   "]
[null,null,null,null,null,null,null,"Chladicí výkon",null,"kW  ","-"]
[null,null,null,null,null,null,null,"Chladicí výkon",null,"kW  ","1,7"]
[null,null,null,null,null,null,null,"Topný výkon",null,"kW  ","-"]
[null,null,null,null,null,null,null,"Topný výkon",null,"kW  ","1,9"]
[null,null,null,null,null,null,null,"Příkon - 50 Hz",null,"kW  ","0,036"]
[null,null,null,null,null,null,null,"Příkon - 50 Hz",null,"kW  ","0,036"]
[null,null,null,null,null,null,null,"Požadovaná výška podstropení >",null,"mm  ",240]
[null,null,null,null,null,null,null,"Rozměry",null,"mm  ","200 x750 x620"]
[null,null,null,null,null,null,null,"Hmotnost",null,"kg  ",22]
[null,null,null,null,null,null,null,"Opláštění",null,null,"Pozinkovaná ocel"]
[null,null,null,null,null,null,null,"Ventilátor","Při vysokých otáčkách ventilátoru / Při středních otáčkách ventilátoru / Při nízkých otáčkách ventilátoru","m³/min  ","7,5 / 7,0 / 6,4"]
[null,null,null,null,null,null,null,"Ventilátor",null,"Pa  ","10 / 30,0"]
[null,null,null,null,null,null,null,"Vzduchový filtr",null,null,"Demontovatelný/omyvatelný"]
[null,null,null,null,null,null,null,"Hladina akustického výkonu",null,"dBA  ",50]
[null,null,null,null,null,null,null,"Hladina akustického tlaku",null,"dBA  ","32,0 / 31,0 / 27,0"]
[null,null,null,null,null,null,null,"Chladivo",null,null,"R-410A/2.087,5"]
[null,null,null,null,null,null,null,"Připojovací rozměry",null,"mm  ",6]
[null,null,null,null,null,null,null,"Připojovací rozměry",null,"mm  ","12,7"]
[null,null,null,null,null,null,null,"Připojovací rozměry",null,null,"VP20 (I.D. 20/O.D. 26)"]
[null,null,null,null,null,null,null,"Napájení",null,"Hz/V  ","1~/50/60/220-240/220"]
[null,null,null,null,null,null,null,"Proud – 50 Hz",null,"A  ",16]
[null,null,null,null,null,null,null,"Řídicí systémy",null,null,"BRC4C65 / BRC4C66"]
[null,null,null,null,null,null,null,"Řídicí systémy",null,null,"BRC1D528 / BRC1E51"]
[]
[]
[]
[null,null,null,null,null,null,null,"Jmenovité technické údaje:",null,null,"Jmenovité technické údaje:",null,null,null,null,{"$f":"CONCATENATE(K177, CHAR(10),K178, CHAR(10),K179, CHAR(10),K180, CHAR(10),K181, CHAR(10),K182, CHAR(10),K183, CHAR(10),K184, CHAR(10),K185, CHAR(10),K187, CHAR(10),K189, CHAR(10),K190, CHAR(10),K192, CHAR(10),K193, CHAR(10),K194, CHAR(10),K195, CHAR(10),K196, CHAR(10),K197, CHAR(10),K198)","v":"Jmenovité technické údaje:\nChladicí výkon: 6,8 kW\n\n\n\n\n\n\n\n\n\n\n\n\n\n\n\n\n"}]
["Chladicí výkon: ",null,null,null,null,null,null,"Chladicí výkon: 5.6kW",null,null,{"$f":"CONCATENATE($A178,D25,$C178)","v":"Chladicí výkon: 6,8 kW"}]

{"sheet":"Split","index":2,"n_rows":229,"n_cols":85,"rows_kept":229,"cut":false,"hidden":false,"merged":[[87,18,88,18],[87,19,88,19],[89,8,90,8],[89,9,90,9],[89,10,90,10],[89,11,90,11],[89,12,90,12],[89,13,90,13],[89,14,90,14],[89,15,90,15],[89,16,90,16],[89,17,90,17],[89,18,90,18],[89,19,90,19],[87,13,88,13],[87,14,88,14],[87,15,88,15],[87,16,88,16],[87,17,88,17],[87,8,88,8],[87,9,88,9],[87,10,88,10],[87,11,88,11],[87,12,88,12],[83,18,84,18],[83,19,84,19],[85,8,86,8],[85,9,86,9],[85,10,86,10],[85,11,86,11],[85,12,86,12],[85,13,86,13],[85,14,86,14],[85,15,86,15],[85,16,86,16],[85,17,86,17],[85,18,86,18],[85,19,86,19],[83,13,84,13],[83,14,84,14],[83,15,84,15],[83,16,84,16],[83,17,84,17],[83,8,84,8],[83,9,84,9],[83,10,84,10],[83,11,84,11],[83,12,84,12],[81,16,82,16],[81,17,82,17],[81,18,82,18],[81,19,82,19],[3,12,4,12],[1,33,2,33],[1,34,2,34],[1,35,1,36],[1,29,2,29],[1,31,2,31],[1,32,2,32],[1,30,2,30],[47,13,48,13],[47,14,48,14],[58,10,58,12],[59,10,59,12],[60,10,60,12],[2,2,2,4],[1,25,2,25],[1,26,2,26],[1,27,2,27],[1,28,2,28],[1,2,1,4],[1,8,2,8],[1,9,2,9],[1,10,1,11],[1,12,1,13],[1,14,2,14],[1,15,2,15],[1,17,2,17],[1,18,2,18],[1,19,1,20],[1,21,1,22],[1,24,2,24],[31,3,31,4],[12,2,12,3],[3,15,4,15],[3,19,4,19],[3,20,4,20],[4,2,4,4],[5,2,5,4],[3,13,4,13],[3,14,4,14],[7,2,7,4],[7,10,7,12],[8,2,8,3],[6,2,6,4],[3,2,3,4],[3,10,4,10],[3,11,4,11],[49,1,49,3],[57,10,57,12],[9,2,9,3],[10,2,10,3],[32,1,32,2],[32,3,32,4],[14,2,14,3],[20,2,20,4],[21,2,21,4],[22,2,22,4],[24,1,25,1],[26,1,27,1],[28,2,28,3],[30,1,30,2],[30,3,30,4],[31,1,31,2],[47,8,48,8],[47,9,48,9],[47,10,48,12],[33,1,34,4],[35,1,35,2],[45,1,45,2],[46,1,46,3],[46,8,46,14],[137,14,139,14],[137,15,139,15],[61,8,61,13],[137,9,139,9],[137,10,139,10],[137,11,139,13],[81,8,82,8],[81,9,82,9],[81,10,82,10],[81,11,82,11],[81,12,82,12],[81,13,82,13],[81,14,82,14],[81,15,82,15],[151,11,151,13],[153,11,153,13],[154,11,154,13],[140,11,140,13],[141,11,141,13],[142,11,142,13],[143,11,143,13],[144,11,144,13],[145,11,145,13],[146,11,146,13],[147,11,147,13],[148,11,148,13]]}
[{"$f":"MID(CELL(\"filename\",A1),FIND(\"]\",CELL(\"filename\",A1))+1,31)","v":"Split"},"Zpět zadání","Zpět Count"]
[null,"Výkon chlazení",5,null,null,null,{"$f":"MATCH(C2,T26:T34,0)","v":{"$error":"#N/A"}},{"$f":"VLOOKUP(A1,#REF!,2,FALSE)","v":{"$error":"#REF!"}},"Typ","Počet","Výkon",null,"Příkon",null,"Napětí","Jištění","Rozměry","Hmotnost","Potrubí","Chladivo R32",null,"Hluk",null,null,"Zařízení","CR","Typ","Q chl. [kW]","Q top. [kW] ","P el.chl.","P el.top. [kW]","rozvodné napětí  [V]                          ","RLA [A]","MCA  [A]","Jištění typ C  [A]","Hluk"]
[null,"Chladivo","R32",null,null,null,null,null,null,null,"Chl","Top","Chl","Top",null,null,"VxŠxH",null,null,"Základ","Doplnit (předvyplněno 10m)","Lw (dBA)","Lp (dBA)",null,null,null,null,null,null,null,null,null,null,null,null,"Lw (dBA)","Lp (dBA)"]
[null,"Typ","Split",null,null,{"$f":"CONCATENATE(C4,C3)","v":"SplitR32"},{"$f":"MATCH(F4,U25:X25,0)","v":{"$error":"#N/A"}},"Venkovní jednotka",{"$f":"IF(F8=\"Pouze Infra v kom. s modbus\",\"xxx\",C21)","v":"RXM50A"},1,{"$f":"D25","v":5},{"$f":"D26","v":"1,7/5,8/7,7"},{"$f":"D27","v":1.36},{"$f":"D28","v":1.45},{"$f":"C5","v":"230V"},{"$f":"C29","v":"16A"},{"$f":"VLOOKUP(I4,V77:AA103,4,0)","v":"734x954x401 mm"},{"$f":"VLOOKUP(I4,V77:AA103,5,0)","v":"49 kg"},{"$f":"VLOOKUP(I4,V77:AA103,6,0)","v":"6,35 x 12,7 mm"},{"$f":"CONCATENATE(D32,\" kg\")","v":"1,15 kg"},{"$f":"IF(C51>0,(CONCATENATE(D33,\" kg\")),\"\")","v":"0,1 kg"},{"$f":"VLOOKUP(I4,V77:AD103,8,FALSE)","v":"63 (Chl) 62 (Top)"},{"$f":"VLOOKUP(I4,V77:AD103,9,FALSE)","v":"49 (Chl) 49 (Top)"},null,{"$f":"K50","v":"12C.001 Chlazení místností"},"-",{"$f":"I4","v":"RXM50A"},{"$f":"D25","v":5},{"$f":"D26","v":"1,7/5,8/7,7"},{"$f":"D27","v":1.36},{"$f":"D28","v":1.45},{"$f":"C5","v":"230V"},"-","-",{"$f":"C29","v":"16A"},{"$f":"V4","v":"63 (Chl) 62 (Top)"},{"$f":"W4","v":"49 (Chl) 49 (Top)"}]
[null,"Napětí","230V",null,null,"Rozsah nastavené  IU",null,"Vnitřní jednotka",{"$f":"CONCATENATE(I22,J22,K22)","v":"FTXM50A"},{"$f":"VLOOKUP(C7,S77:U80,3,0)","v":1},null,null,null,null,null,null,{"$f":"VLOOKUP(I5,V105:AA171,4,0)","v":"299x998x292 mm"},{"$f":"VLOOKUP(I5,V105:AA171,5,0)","v":"14,5 kg"},{"$f":"VLOOKUP(I5,V105:AA171,6,0)","v":"6,4x12,7 mm"}]
[null,"Vnitřní jednotka (IU)","Nástěnná (FTXM)",null,null,{"$f":"VLOOKUP(C6,M27:Q43,4,FALSE)","v":"2,0; 2,5; 3,4; 4,2; 5,0; 5,7; 7,1 (kW)"}]
[null,"Počet vnitřních","SPLIT",null,null,null,null,"Ovladač",{"$f":"IF(C13=\"RTD-RA\",\"\",IF(C8=\"kabelový\",VLOOKUP(I22,P44:R68,2,0),VLOOKUP(I22,P59:Q72,2,0)))","v":""},{"$f":"IF(I7=\"IR v ceně\",\"\",IF(C8=\"infra\",J4,J4))","v":1}]
[null,"Ovladač","infra",null,null,{"$f":"IF(C8=\"infra\",\"\",IF(C13<>\"RTD-RA\",\"\",\"Pouze Infra v kom. s modbus\"))","v":""},null,{"$f":"IF(I7=\"IR v ceně\",\"\",IFERROR(VLOOKUP(I22,P48:S50,4,0),\"\"))","v":"Kabel"},{"$f":"IF(C13=\"RTD-RA\",\"\",IF(I7=\"IR v ceně\",\"\",IFERROR(VLOOKUP(I22,P44:R50,3,0),\"\")))","v":""},{"$f":"IF(I8=\"\",\"\",J5)","v":""},null,null,null,null,null,null,{"$f":"IFERROR(VLOOKUP(I8,V172:Z179,4,0),\"\")","v":""},{"$f":"IFERROR(VLOOKUP(I8,V172:Z179,5,0),\"\")","v":""},null,null,null,null,null,null,null,null,null,null,null,null,null,null,null,null,null,null,null,null,null,null,null,null,null,null,null,null,null,null,null,null,null,null,null,null,null,null,null,null,null,null,null,null,null,null,null,null,{"$f":"I50","v":"CE.HEADER"},{"$f":"J50","v":1},"12C.001 Chlazení místností",{"$f":"N50","v":0},{"$f":"O50","v":0}]
[null,{"$f":"Q90","v":""},"Standard, šedé lamely",null,{"$f":"IF(C6=M28,VLOOKUP(C9,Q108:R114,2,FALSE),\"\")","v":""},null,null,{"$f":"IF(OR(I9=Q48,J10=1),\"Nutný ovladač\",\"\")","v":""},{"$f":"IF(I7=Q48,\"\",IF(I8=O95,Q48,IF(I8=O96,Q48,IF(AND(F10=\"ANO\",C6=M28),Q48,\"\"))))","v":""},{"$f":"IF(I9=Q48,\"1\",\"\")","v":""},null,null,null,null,null,null,null,null,null,null,null,null,null,null,null,null,null,null,null,null,null,null,null,null,null,null,null,null,null,null,null,null,null,null,null,null,null,null,null,null,null,null,null,null,null,null,null,null,null,null,null,null,null,null,null,null,"RXM50A",{"$f":"IFERROR(J51*$C$61,\"\")","v":1},{"$f":"K51","v":"Split venkovní jednotka"},{"$f":"N51","v":46511},46511,{"$f":"Y4","v":"12C.001 Chlazení místností"},{"$f":"Z4","v":"-"},"RXM50A",5,"1,7/5,8/7,7",1.36,1.45,"230V","-","-","16A","63 (Chl) 62 (Top)","49 (Chl) 49 (Top)",{"$f":"CONCATENATE(L203,CHAR(10),K203,CHAR(10),K204,CHAR(10),K205,CHAR(10),K206,CHAR(10),K207,CHAR(10),K208,CHAR(10),K209,CHAR(10),K210,CHAR(10),K211,CHAR(10),K212,CHAR(10),K214,CHAR(10),K215,CHAR(10),K213,CHAR(10),K216,CHAR(10),K218,CHAR(10),K220,CHAR(10),K222,CHAR(10),K223,CHAR(10),K225,CHAR(10),K226,CHAR(10),K227,CHAR(10),K228,CHAR(10),K229)","v":"Kondenzační jednotka split vybavena invertním swing kompresorem\nJmenovité technické údaje:\nChladicí výkon: 5\nTopný výkon: 1,7/5,8/7,7\nPříkon chlazení: 1,36\nPříkon topení: 1,36\nEner. štítek chlazení: \nSEER: \nEner. štítek vytápění: \nSCOP: \nMaximální proud pojistky (MFA): 16A\nProvozní rozsah - chlazení:\nProvozní rozsah - topení:\nNapájení systému: 230V\nVhodné pro chladivo:R32\nRozměry jednotky (V x Š x H): 734x954x401 mm\nJednotková hmotnost: 49 kg\nAkustický výkon: 63 (Chl) 62 (Top)\nAkustický tlak: 49 (Chl) 49 (Top)\n** 1,5m od jednotky in 1,5m od podlahy\nPruměr připojovacího potrubí: Cu 6,35 x 12,7 mm\nPopis:\nVýrobce: DAIKIN\nTip: RXM50A"}]
[null,{"$f":"IF(C6=M28,R101,\"\")","v":""},"NE",null,{"$f":"IFERROR(IF(C10=\"ANO\",VLOOKUP(E9,P92:S98,4,FALSE),\"\"),\"\")","v":""},{"$f":"C10","v":"NE"},null,{"$f":"IF(AND(C10=\"ANO\",C6=M28),\"Čidlo přítomnosti\",\"\")","v":""},{"$f":"IF(AND(C10=\"ANO\",C6=M28),E10,\"\")","v":""},{"$f":"IF(AND(F10=\"ANO\",C6=M28),J5,\"\")","v":""},null,null,null,null,null,null,null,null,null,null,null,null,null,null,null,null,null,null,null,null,null,null,null,null,null,null,null,null,null,null,null,null,null,null,null,null,null,null,null,null,null,null,null,null,null,null,null,null,null,null,null,null,null,null,null,null,"FTXM50A",1,"SPLIT PERFERA nástěnná jednotka",{"$f":"N52","v":28479},28479,null,null,null,null,null,null,null,null,null,null,null,null,null,{"$f":"CONCATENATE(VLOOKUP(C6,M27:Z34,14,FALSE),CHAR(10),K179,CHAR(10),K180,CHAR(10),K181,CHAR(10),K182,CHAR(10),K183,CHAR(10),K184,CHAR(10),K185,CHAR(10),K186,CHAR(10),K187,CHAR(10),K189,CHAR(10),K191,CHAR(10),K192,CHAR(10),K194,CHAR(10),K195,CHAR(10),K196,CHAR(10),K197,CHAR(10),K198,CHAR(10),K199,CHAR(10),K200)","v":{"$error":"#N/A"}}]
[null,"Změň index vnitřní","",null,null,null,null,"Kom. svazek ",{"$f":"J149","v":"EKRS21"},{"$f":"IF(OR(AND(C6=M27,C8=\"kabelový\"),C13=\"RTD-RA\",C15=\"KRP928A2S\"),1,\"\")","v":1},null,null,null,null,null,null,null,null,null,null,null,null,null,null,null,null,null,null,null,null,null,null,null,null,null,null,null,null,null,null,null,null,null,null,null,null,null,null,null,null,null,null,null,null,null,null,null,null,null,null,null,null,null,null,null,null,"EKRS21",1,"redukce S21 pro Stylish IDU",{"$f":"N53","v":474},474]
[null,"Modbus adaptér","Ano","RTD-10 (pouze SkyAir)","Ne",null,null,"Potrubí",null,null,null,null,null,null,null,null,null,null,null,null,null,null,null,null,null,null,null,null,null,null,null,null,null,null,null,null,null,null,null,null,null,null,null,null,null,null,null,null,null,null,null,null,null,null,null,null,null,null,null,null,null,null,null,null,null,null,"RTD-RA",1,"adaptér Modbus RTD-RA",{"$f":"N54","v":7837},7837]
[null,"Příslušenství 1",{"$f":"IF(C15=\"KRP928A2S\",IF(C12=\"Ano\",\"Zbytečná kombinace\",IF(C12=\"Ano\",VLOOKUP(C6,M27:Q43,5,FALSE),\"\")),IF(C12=\"Ano\",VLOOKUP(C6,M27:Q43,5,FALSE),\"\"))","v":"RTD-RA"},null,1,null,null,"Maximální délka potrubí (m)",{"$f":"D31","v":30},"(nutné ověřit !!)",null,null,null,null,null,null,null,null,null,null,null,null,null,null,null,null,null,null,null,null,null,null,null,null,null,null,null,null,null,null,null,null,null,null,null,null,null,null,null,null,null,null,null,null,null,null,null,null,null,null,null,null,null,null,null,null,"",1,"",{"$f":"N55","v":""},0]
[null,"Připojit na F1/F2 (pouze FTXM)","Ne",null,null,null,null,"Maximální převýšení (m)",{"$f":"VLOOKUP(I4,V77:AF88,11,FALSE)","v":20},"(nutné ověřit !!)",null,null,null,null,null,null,null,null,null,null,null,null,null,null,null,null,null,null,null,null,null,null,null,null,null,null,null,null,null,null,null,null,null,null,null,null,null,null,null,null,null,null,null,null,null,null,null,null,null,null,null,null,null,null,null,null,"",1,"",{"$f":"N56","v":""},""]
[null,"Příslušenství 2",{"$f":"IF(C6=M27,IF(C14=\"Ano\",\"KRP928A2S\",\"\"),\"\")","v":""},null,1,null,null,null,null,null,null,";",null,null,null,null,null,null,null,null,null,null,null,null,null,null,null,null,null,null,null,null,null,null,null,null,null,null,null,null,null,null,null,null,null,null,null,null,null,null,null,null,null,null,null,null,null,null,null,null,null,null,null,null,null,null,"",1,"",{"$f":"N57","v":""},""]
[]
[]
[]
[]
[null,null,null,null,null,null,null,null,null,null,null,null,null,null,null,null,null,null,null,null,null,null,null,null,null,null,null,null,null,null,null,null,null,null,null,null,null,null,null,null,null,null,null,null,null,null,null,null,null,null,null,null,null,null,null,null,null,null,null,null,null,null,null,null,null,null,{"$f":"I58","v":""},{"$f":"IFERROR(J58*$C$61,\"\")","v":1},{"$f":"K58","v":""},{"$f":"N58","v":""},""]
[null,"Venkovní jednotka (OU)",{"$f":"VLOOKUP(I5,data5!D5:E84,2,FALSE)","v":"RXM50A"},null,null,null,null,{"$f":"INDEX(U26:X34,G2,G4)","v":{"$error":"#N/A"}},{"$f":"IF(C5=\"230V\",J21,K21)","v":{"$error":"#N/A"}},{"$f":"INDEX(U57:X65,G2,G4)","v":{"$error":"#N/A"}},{"$f":"IF(C5=\"230V\",INDEX(U57:X65,G2,G4),INDEX(U36:X53,G2,G4))","v":{"$error":"#N/A"}},null,null,null,null,null,null,null,null,null,"R32","Alpha","230V",null,null,null,null,null,null,null,null,null,null,null,null,null,null,null,null,null,null,null,null,null,null,null,null,null,null,null,null,null,null,null,null,null,null,null,null,null,null,null,null,null,null,null,"",{"$f":"IFERROR(J59*$C$61,\"\")","v":1},0,{"$f":"N59","v":0},0]
[null,"Vnitřní jednotka (IU)",{"$f":"IF(C7=\"SPLIT\",CONCATENATE(I22,J22,K22),CONCATENATE(I22,J22,K22,L22))","v":"FTXM50A"},null,null,null,null,{"$f":"C22","v":"FTXM50A"},{"$f":"VLOOKUP(C6,M27:N36,2,0)","v":"FTXM"},{"$f":"INDEX(U67:X75,M22,N22)","v":50},{"$f":"VLOOKUP(C6,M27:O36,3,0)","v":"A"},{"$f":"VLOOKUP(C7,S77:T80,2,0)","v":" "},{"$f":"MATCH(C2,T67:T75,0)","v":5},{"$f":"MATCH(C7,U66:X66,0)","v":1},null,null,null,null,null,null,null,"Advanced","400V",null,null,null,null,null,null,null,null,null,null,null,null,null,null,null,null,null,null,null,null,null,null,null,null,null,null,null,null,null,null,null,null,null,null,null,null,null,null,null,null,null,null,null,"",{"$f":"IFERROR(J60*$C$61,\"\")","v":""},"",{"$f":"N60","v":0},0]
[null,"Výkon IU",{"$f":"IFERROR(IF(VLOOKUP(C22,data5!D5:D84,1,FALSE)=C22,\"OK\",\"Error\"),\"Změnit výkon IU\")","v":"OK"},null,null,null,null,null,null,null,null,null,null,null,null,null,null,null,null,null,null,"Active",null,null,null,null,null,null,null,null,null,null,null,null,null,null,null,null,null,null,null,null,null,null,null,null,null,null,null,null,null,null,null,null,null,null,null,null,null,null,null,null,null,null,null,null,"",{"$f":"IFERROR(J61*$C$61,\"\")","v":""},"",{"$f":"N61","v":0},0]
[null,null,null,null,"Celkem",null,null,null,null,null,null,null,null,null,null,null,null,null,null,null,"R32",null,null,null,null,null,null,null,null,null,null,null,null,null,null,null,null,null,null,null,null,null,null,null,null,null,null,null,null,null,null,null,null,null,null,null,null,null,null,null,null,null,null,null,null,null,{"$f":"\"\"","v":""}]
[null,"Výkon","Qchl",{"$f":"VLOOKUP(C22,data5!D5:F84,3,FALSE)","v":5},{"$f":"H27*J85","v":{"$error":"#N/A"}},null,null,null,null,null,null,null,null,null,null,null,null,null,null,null,"AlphaR32","AdvancedR32","ActiveR32",null,null,null,null,null,null,null,null,null,null,null,null,null,null,null,null,null,null,null,null,null,null,null,null,null,null,null,null,null,null,null,null,null,null,null,null,null,null,null,null,null,null,null,{"$f":"\"\"","v":""}]
[null,null,"Qtop",{"$f":"VLOOKUP(C22,data5!D5:G84,4,FALSE)","v":"1,7/5,8/7,7"},{"$f":"H28*J85","v":{"$error":"#N/A"}},null,null,null,null,null,null,{"$f":"IF(C6=M28,1,2)","v":2},null,null,null,"je to split (třeba I s KRP 928",null,null,null,"3,5 kW","RZAG35","X","X","FTXM","A",null,null,null,null,null,null,null,null,null,null,null,null,null,null,null,null,null,null,null,null,null,null,null,null,null,null,null,null,null,null,null,null,null,null,null,null,null,null,null,null,null,{"$f":"\"\"","v":""}]
[null,"Příkon","Pi chl",{"$f":"VLOOKUP(C22,data5!D5:I84,6,FALSE)","v":1.36},null,null,null,{"$f":"INDEX(data1!L62:M78,MATCH($H$21,data1!K62:K78,0),1)","v":{"$error":"#N/A"}},"kW",null,null,null,"Nástěnná (FTXM)","FTXM","A","2,0; 2,5; 3,4; 4,2; 5,0; 5,7; 7,1 (kW)","RTD-RA",null,"EKRS21","5,0 kW","RZAG50","X","X","FTXM","A","Vnitřní jednotka nástěnná",null,null,null,null,null,null,null,null,null,null,null,null,null,null,null,null,null,null,null,null,null,null,null,null,null,null,null,null,null,null,null,null,null,null,null,null,null,null,null,null,{"$f":"\"\"","v":""}]
[null,null,"Pi top",{"$f":"VLOOKUP(C22,data5!D5:M84,10,FALSE)","v":1.45},null,null,null,{"$f":"INDEX(data1!L62:M78,MATCH($H$21,data1!K62:K78,0),2)","v":{"$error":"#N/A"}},"kW",null,null,null,"Kazeta 900x900 (FCAG)","FCAG","B","3,4; 5,0; 5,7 (kW)",{"$f":"IF($E$12=\"ANO\",\"RTD-10\",\"EKMBPP1\")","v":"EKMBPP1"},null,null,"6,0 kW","RZAG60","X","X","FTXM","A","Vnitřní jednotka kazetová s kruhovým 360° výstupem vzduchu",null,null,null,null,null,null,null,null,null,null,null,null,null,null,null,null,null,null,null,null,null,null,null,null,null,null,null,null,null,null,null,null,null,null,null,null,null,null,null,null,{"$f":"\"\"","v":""}]
[null,"Doporučené jištění",{"$f":"IFERROR(VLOOKUP(C21,V77:W108,2,0),\"\")","v":"16A"},null,null,null,null,{"$f":"IFERROR(INDEX(data1!D4:DV20,MATCH($H$21,data1!B4:B20,0),MATCH($H$22,data1!D3:DV3,0)),\"X\")","v":"X"},"kW","Ano",null,null,"Kazeta 600x600 (FFA)","FFA","A9","2,5; 3,4; 5,0; 5,7 (kW)",{"$f":"IF($E$12=\"ANO\",\"RTD-10\",\"EKMBPP1\")","v":"EKMBPP1"},null,null,"7,1 kW","RZAG71","RZASG71","AZAS71","FAA","B","Vnitřní jednotka 4-cestná, kazetová"]
[null,null,null,null,null,null,null,{"$f":"IFERROR(INDEX(data1!D24:DV40,MATCH($H$21,data1!B24:B40,0),MATCH($H$22,data1!D23:DV23,0)),\"X\")","v":"X"},"kW","Ne",null,null,"Podstropní s 1 vydechem (FHA)","FHA",{"$f":"IF(J22=100,\"A\",IF(J22=125,\"A\",IF(J22=140,\"A\",\"A9\")))","v":"A9"},"3,4; 5,0; 5,7 (kW)",{"$f":"IF($E$12=\"ANO\",\"RTD-10\",\"EKMBPP1\")","v":"EKMBPP1"},null,null,"10,0 kW","RZAG100","RZASG100","AZAS100","FAA","B","Vnitřní jednotka postropní s 1 výdechem"]
[null,"Maximální délka potrubí (m)",null,{"$f":"VLOOKUP(I4,V77:AF92,10,FALSE)","v":30},null,null,null,null,null,null,null,null,"Kanálovka střední (FBA)","FBA","A9","3,4; 5,0; 5,7 (kW)",{"$f":"IF($E$12=\"ANO\",\"RTD-10\",\"EKMBPP1\")","v":"EKMBPP1"},null,null,"12,5 kW","RZAG125","RZASG125","AZAS125","FAA","B","Vnitřní jednotka kanálová středotlaká"]
[null,"Základní náplň chladiva (kg)",null,{"$f":"IF(C2<5,0.76,1.15)","v":1.1499999999999999},null,null,null,null,null,null,null,null,"Parapetní neopláštěná (FNA)","FNA","A9","2,5; 3,4; 5,0; 6,0 (kW)",{"$f":"IF($E$12=\"ANO\",\"RTD-10\",\"EKMBPP1\")","v":"EKMBPP1"},null,null,"14,0 kW","RZAG140","RZASG140","AZAS140","FAA","B"]
[null,"Dodatečná náplň chladiva (kg)",null,{"$f":"IF(C51<=0,\"zadejte délky potrubí\",IF(C51<=D31,IF(C51<10,\"není potřeba\",(C51-10)*0.02),\"překročena max. delka\"))","v":0.1},null,null,{"$f":"MATCH(H21,D64:D80,0)","v":{"$error":"#N/A"}},{"$f":"MATCH(C7,E63:H63,0)","v":1},null,null,null,null,"Kanálovka nízká (FDXM)","FDXM","F9","2,5; 3,4; 5,0; 6,0 (kW)",1,null,null,"19,0 kW","X","RZA200","X","FAA","B","Vnitřní jednotka kanálová středotlaká nízká"]
[null,"Pozn. Výpočet množství chladiva funguje pouze když jsou vyplňené VŠECHNY délky L a pouze v modrých polích.",null,null,null,null,null,null,null,null,null,null,"Emura - bílá (FTXJ)","FTXJ","AW","2,5; 3,4; 4; 5,0 (kW)","RTD-RA",null,"EKRS21","22,0 kW","X","RZA250","X","X",null,"Vnitřní jednotka nástěnná"]
[null,null,null,null,null,null,null,null,null,null,null,null,null,null,"A9","TRIPLE",1,null,null,"400V","AlphaR32","AdvancedR32","ActiveR32"]
[null,null,null,null,null,null,null,3.75,"xx",null,null,null,null,null,"A","Double TWIN",3,null,null,"3,5 kW","X","X","X"]
[]
[]
[]
[]
[null,"Do 5kW na servrovny"]
[]
[]
[null,null,null,null,null,null,null,null,null,null,null,null,null,null,null,"FTXJ","BRC073","BRCW901A08"]
[]
[null,null,null,null,null,null,null,4.45,null," ",null,null,null,null,null,null,null,null,null,"5,0 kW","X","X","X"]
[null,"vyskovy rozdil (pouze pro kontrolu)",null,null,null,null,null,{"$f":"H46-H36","v":0.70000000000000018},"-ceny jsou pouze orientační přesné nacenění provede zástupce Daikin (databáze k 21.05.2024)",null,null,null,null,null,null,"FAA","BRC1H52W",null,null,"6,0 kW","X","X","X"]
[null,"H1",14,{"$f":"IF(C48>=0,\"m\",\"\")","v":"m"},{"$f":"IF(VLOOKUP(I4,V77:AF83,11,FALSE)<C48,\"NELZE\",\"OK\")","v":"OK"},null,null,null,"Typ","Počet","Popis",null,null,"Cena /jednotka","Cena celkem","FCAG",{"$f":"VLOOKUP(E9,M92:N98,2,FALSE)","v":"BRC1H52W"},{"$f":"E9","v":""},"Dekorační panel","7,1 kW","NY1","X","X"]
[null,null,null,null,null,null,null,null,null,null,null,null,null,null,null,"FFA","BRC1H52W","BYFQ60CW","Dekorační panel","10,0 kW","NY1","MY1","MY1"]
[null,"delky tras (včetně svislých délek)",null,null,"průměr",null,null,null,"CE.HEADER",1,"12C.001 Chlazení místností",null,null,0,null,"FTXM","BRC073","BRCW901A08","Kabel","12,5 kW","NY1","MY1","MY1"]
[null,"L1",15,{"$f":"IF(C51>0,\"m\",\"\")","v":"m"},{"$f":"S4","v":"6,35 x 12,7 mm"},null,null,null,{"$f":"IFERROR(INDEX(I$141:I$155,SMALL(IF(I$141:I$155<>\"\",ROW(I$141:I$155)-ROW(I$141)+1),ROWS(J$141:J142))),\"\")","v":"RXM50A"},{"$f":"VLOOKUP(R141,$J$141:$K$155,2,FALSE)","v":1},{"$f":"IF(J51=\"\",\"\",VLOOKUP(I51,Ceník!$A$1:$C$9981,3,FALSE))","v":"Split venkovní jednotka"},null,null,{"$f":"IF(C13=\"zbytečná kombinace\",\"xxx\",IF(J51>0,VLOOKUP(I51,Ceník!$A$1:$C$9981,2,FALSE),\"\"))","v":46511},{"$f":"J51*N51","v":46511},"FHA","BRC1H52W",null,null,"14,0 kW","NY1","MY1","MY1"]
[null,null,null,null,null,null,null,null,{"$f":"IFERROR(INDEX(I$141:I$155,SMALL(IF(I$141:I$155<>\"\",ROW(I$141:I$155)-ROW(I$141)+1),ROWS(J$141:J143))),\"\")","v":"FTXM50A"},1,{"$f":"IF(J52=\"\",\"\",VLOOKUP(I52,Ceník!$A$1:$C$9981,3,FALSE))","v":"SPLIT PERFERA nástěnná jednotka"},null,null,{"$f":"IF(J52>0,VLOOKUP(I52,Ceník!$A$1:$C$9981,2,FALSE),\"\")","v":28479},{"$f":"J52*N52","v":28479},"FUA","BRC1H52W",null,null,"19,0 kW","X","D","X"]
[null,null,null,null,null,null,null,null,{"$f":"IFERROR(INDEX(I$141:I$155,SMALL(IF(I$141:I$155<>\"\",ROW(I$141:I$155)-ROW(I$141)+1),ROWS(J$141:J144))),\"\")","v":"EKRS21"},1,{"$f":"IFERROR(IF(J53=\"\",\"\",VLOOKUP(I53,Ceník!$A$1:$C$9981,3,FALSE)),\"\")","v":"redukce S21 pro Stylish IDU"},null,null,{"$f":"IFERROR(IF(J53>0,VLOOKUP(I53,Ceník!$A$1:$C$9981,2,FALSE),\"\"),\"\")","v":474},{"$f":"IFERROR(J53*N53,\"\")","v":474},"FBA","BRC1H52W",null,null,"22,0 kW","X","D","X"]
[null,null,null,null,null,null,null,null,{"$f":"IFERROR(INDEX(I$141:I$155,SMALL(IF(I$141:I$155<>\"\",ROW(I$141:I$155)-ROW(I$141)+1),ROWS(J$141:J145))),\"\")","v":"RTD-RA"},1,{"$f":"IFERROR(IF(J54=\"\",\"\",VLOOKUP(I54,Ceník!$A$1:$C$9981,3,FALSE)),\"\")","v":"adaptér Modbus RTD-RA"},null,null,{"$f":"IFERROR(IF(I54=\"KRP928A2S\",VLOOKUP(I54,Ceník!$A$1:$C$9981,2,FALSE),IF(I7<>Q69,VLOOKUP(I54,Ceník!$A$1:$C$9981,2,FALSE),\"\")),\"\")","v":7837},{"$f":"IFERROR(IF(I54=\"KRP928A2S\",J54*N54,IF(I7<>Q69,J54*N54,\"\")),\"\")","v":7837},"FDXM","BRC1H52W"]
[null,null,null,null,null,null,null,null,{"$f":"IFERROR(INDEX(I$141:I$155,SMALL(IF(I$141:I$155<>\"\",ROW(I$141:I$155)-ROW(I$141)+1),ROWS(J$141:J146))),\"\")","v":""},{"$f":"VLOOKUP(R145,$J$141:$K$155,2,FALSE)","v":1},{"$f":"IFERROR(IF(J55=\"\",\"\",VLOOKUP(I55,Ceník!$A$1:$C$9981,3,FALSE)),\"\")","v":""},null,null,{"$f":"IFERROR(IF(J55=\"\",\"\",VLOOKUP(I55,Ceník!$A$1:$C$9981,2,FALSE)),\"\")","v":""},{"$f":"IFERROR(IF(J55=\"\",\"\",J55*N55),0)","v":0},"FNA","BRC1H52W"]
[null,null,null,null,null,null,null,null,{"$f":"IFERROR(INDEX(I$141:I$155,SMALL(IF(I$141:I$155<>\"\",ROW(I$141:I$155)-ROW(I$141)+1),ROWS(J$141:J147))),\"\")","v":""},1,{"$f":"IFERROR(IF(J56=\"\",\"\",VLOOKUP(I56,Ceník!$A$1:$C$9981,3,FALSE)),\"\")","v":""},null,null,{"$f":"IFERROR(IF(J56=\"\",\"\",VLOOKUP(I56,Ceník!$A$1:$C$9981,2,FALSE)),\"\")","v":""},{"$f":"IFERROR(IF(J56=\"\",\"\",J56*N56),\"\")","v":""},"FVA","BRC1H52W",null,null,"230V","AlphaR32","AdvancedR32","ActiveR32"]
[null,null,null,null,null,null,null,null,{"$f":"IFERROR(INDEX(I$141:I$155,SMALL(IF(I$141:I$155<>\"\",ROW(I$141:I$155)-ROW(I$141)+1),ROWS(J$141:J148))),\"\")","v":""},1,{"$f":"IFERROR(IF(J57=\"\",\"\",VLOOKUP(I57,Ceník!$A$1:$C$9981,3,FALSE)),\"\")","v":""},null,null,{"$f":"IFERROR(IF(J57=\"\",\"\",VLOOKUP(I57,Ceník!$A$1:$C$9981,2,FALSE)),\"\")","v":""},{"$f":"IFERROR(IF(J57=\"\",\"\",J57*N57),\"\")","v":""},"FDA","BRC1H52W",null,null,"3,5 kW","A","X","X"]
[null,null,null,null,null,null,null,null,{"$f":"IFERROR(INDEX(I$141:I$155,SMALL(IF(I$141:I$155<>\"\",ROW(I$141:I$155)-ROW(I$141)+1),ROWS(J$141:J149))),\"\")","v":""},1,{"$f":"IFERROR(IF(J58=\"\",\"\",VLOOKUP(I58,Ceník!$A$1:$C$9981,3,FALSE)),\"\")","v":""},null,null,{"$f":"IFERROR(IF(J58=\"\",\"\",VLOOKUP(I58,Ceník!$A$1:$C$9981,2,FALSE)),\"\")","v":""},{"$f":"IFERROR(IF(J58=\"\",\"\",J58*N58),\"\")","v":""},null,null,null,null,"5,0 kW","A","X","X"]
[null,null,null,null,null,null,null,null,{"$f":"IFERROR(INDEX(I$141:I$155,SMALL(IF(I$141:I$155<>\"\",ROW(I$141:I$155)-ROW(I$141)+1),ROWS(J$141:J152))),\"\")","v":""},1,null,null,null,null,null,"FAA","BRC7EB518","kabelový",null,"6,0 kW","A","X","X"]
[null,null,null,null,null,null,null,null,{"$f":"B74","v":""},{"$f":"C74","v":""},{"$f":"IFERROR(IF(J60=\"\",\"\",VLOOKUP(I60,Ceník!$A$1:$C$9981,3,FALSE)),\"\")","v":""},null,null,null,null,"FCAG",{"$f":"IF(E9=P92,\"BRC7FA532F\",IF(E9=P94,\"BRC7FA532FB\",IF(E9=P93,\"BRC7FA532F\",IF(E9=P95,\"BRC7FA532F\",IF(E9=P96,\"NEJDE INFRA\",IF(E9=P97,\"BRC7FB532FB\",IF(E9=P98,\"BRC7FB532FB\",\"ne\")))))))","v":"BRC7FA532F"},"infra",null,"7,1 kW","NV1","MV1","MV1"]
[null,"n-násobek",1,null,null,null,null,null,{"$f":"B75","v":""},{"$f":"C75","v":""},{"$f":"IFERROR(IF(J61=\"\",\"\",VLOOKUP(I61,Ceník!$A$1:$C$9981,3,FALSE)),\"\")","v":""},null,null,null,null,"FDA","BRC4C65",null,null,"10,0 kW","NV1","MV1","MV1"]
[null,null,null,null,null,null,null,null,"Projektová cena celkem",null,null,null,null,null,{"$f":"SUM(O51:O61)","v":83301},"FFA","BRC7F530W",null,null,"12,5 kW","NV1","MV1","MV1"]
["přís.",null,null,null,"SPLIT","TWIN","TRIPLE","Double TWIN","L1","L2, L3,L4 TWIN, TRIPPLE","L2 L3 DoubleTWIN","L4,L5,L6,L7 DoubleTWIN",null,null,null,"FHA","BRC7GA53-9",null,null,"14,0 kW","NV1","MV1","MV1"]
[null,null,null,"RZAG35",{"$f":"IF($C$51<=30,\"není potřeba\",(IF($C$51<=50,($C$51-30)*0.02,\"překročena max. délka\")))","v":"není potřeba"},"X","X","X","6,4x9,5mm"," "," "," "," ",null,null,"FUA","BRC7C58",null,null,"19,0 kW","X","X","X"]
[null,{"$f":"IF(AND($C$2=$T$33,$C$7=$P$29),$C$65,\"\")","v":""},60,"RZAG50",{"$f":"IF($C$51<=30,\"není potřeba\",(IF($C$51<=50,($C$51-30)*0.02,\"překročena max. délka\")))","v":"není potřeba"},"X","X","X","6,4x12,7mm"," "," "," ",null,null,null,"FBA","BRC4C65",null,null,"22,0 kW","X","X","X"]
[null,{"$f":"IF(AND($C$2=$T$33,$C$7=$P$29),$C$66,\"\")","v":""},71,"RZAG60",{"$f":"IF($C$51<=30,\"není potřeba\",(IF($C$51<=50,($C$51-30)*0.02,\"překročena max. délka\")))","v":"není potřeba"},"X","X","X","6,4x12,7mm"," "," "," ",null,null,null,"FDXM","BRC4C65",null,null,null,"SPLIT","TWIN","TRIPLE","Double TWIN"]
[null,null,null,"RZAG71",{"$f":"IF(C51<=40,\"není potřeba\",(IF(C51<=50,0.35,(IF(C51<=55,0.55,\"překročena max. délka\")))))","v":"není potřeba"},{"$f":"IF(F84>40,F109+F121,L121)","v":0},"X","X","9,52x15,9mm","6,4x9,5mm"," "," ",null,null,null,"FNA","BRC4C65",null,null,2,20]
[null,"Změna vnitřní jednotky pro TRIPLE aplikaci RZA200D z 60 na 71",null,"RZAG100",{"$f":"IF(C51<=40,\"není potřeba\",(IF(C51<=50,0.35,(IF(C51<=55,0.55,IF(C51<=60,0.7,IF(C51<=75,1.05,IF(C51<=85,1.55,\"překročena max. délka\"))))))))","v":"není potřeba"},{"$f":"IF(F85>40,F110+F122,L122)","v":0},{"$f":"IF(G85>40,G110+G122,M122)","v":0},"X","9,52x15,9mm",{"$f":"IF(C7=\"TRIPLE\",\"6,4x9,5mm\",\"6,4x12,7mm\")","v":"6,4x12,7mm"}," "," ",null,null,null,"FVA",null,null,null,2.5,25]
[null,{"$f":"IF(AND(C2=T33,C7=P29),\"ANO\",\"NE\")","v":"NE"},null,"RZAG125",{"$f":"IF(C51<=40,\"není potřeba\",(IF(C51<=50,0.35,(IF(C51<=55,0.55,IF(C51<=60,0.7,IF(C51<=75,1.05,IF(C51<=85,1.55,\"překročena max. délka\"))))))))","v":"není potřeba"},{"$f":"IF(F86>40,F111+F123,L123)","v":0},{"$f":"IF(G86>40,G111+G123,M123)","v":0},{"$f":"IF(H86>40,H111+H123,N123)","v":0},"9,52x15,9mm","6,4x12,7mm","9,52x15,9mm","6,4x9,5mm",null,null,null,"FTXM","IR v ceně",null,null,3.4,35]
[null,null,null,"RZAG140",{"$f":"IF(C51<=40,\"není potřeba\",(IF(C51<=50,0.35,(IF(C51<=55,0.55,IF(C51<=60,0.7,IF(C51<=75,1.05,IF(C51<=85,1.55,\"překročena max. délka\"))))))))","v":"není potřeba"},{"$f":"IF(F87>40,F112+F125,L125)","v":0},{"$f":"IF(G87>40,G112+G125,M125)","v":0},{"$f":"IF(H87>40,H112+H125,N125)","v":0},"9,52x15,9mm",{"$f":"IF(C7=\"TWIN\",\"9,52x15,9mm\",\"6,4x12,7mm\")","v":"6,4x12,7mm"},"9,52x15,9mm","6,4x9,5mm",null,null,null,null,null,null,null,4.2,42,35]
[null,null,null,"RZASG71",{"$f":"IF(C51<=30,\"není potřeba\",(IF(C51<=40,0.35,(IF(C51<=50,0.7,\"překročena max. délka\")))))","v":"není potřeba"},{"$f":"IF(F88>30,F113+F126,L126)","v":0},"X","X","9,52x15,9mm","6,4x9,5mm"," "," ",null,null,null,null,null,{"$f":"IF(E9=P92,\"BRC7FA532F\",\"ne\")","v":"BRC7FA532F"},null,5,50,50,35]
[null,null,null,"RZASG100",{"$f":"IF(C51<=30,\"není potřeba\",(IF(C51<=40,0.35,(IF(C51<=50,0.7,\"překročena max. délka\")))))","v":"není potřeba"},{"$f":"IF(F89>30,F114+F127,L127)","v":0},{"$f":"IF(G89>30,G114+G127,M127)","v":0},"X","9,52x15,9mm",{"$f":"IF(C7=\"TRIPLE\",\"6,4x9,5mm\",\"6,4x12,7mm\")","v":"6,4x12,7mm"}," "," ",null,null,null,"FTXJ","IR v ceně",null,null,5.7,60,60,50,35]
[null,null,null,"RZASG125",{"$f":"IF(C51<=30,\"není potřeba\",(IF(C51<=40,0.35,(IF(C51<=50,0.7,\"překročena max. délka\")))))","v":"není potřeba"},{"$f":"IF(F90>30,F115+F129,L129)","v":0},0,0,"9,52x15,9mm","6,4x12,7mm","6,4x12,7mm","6,4x9,5mm",null,null,null,null,null,null,null,7.1,71,71,50,35]
["přís.2",{"$f":"\"\"","v":""},{"$f":"\"\"","v":""},"RZASG140",{"$f":"IF(C51<=30,\"není potřeba\",(IF(C51<=40,0.35,(IF(C51<=50,0.7,\"překročena max. délka\")))))","v":"není potřeba"},0,0,0,"9,52x15,9mm",{"$f":"IF(C7=\"TWIN\",\"9,52x15,9mm\",\"6,4x12,7mm\")","v":"6,4x12,7mm"},"9,52x15,9mm","6,4x9,5mm",null,null,null,null,null,null,null,null,null,100,{"$f":"C11","v":""},50]
["přís. 3",{"$f":"IF(C13=\"EKMBPP1\",\"KRP1BC101\",\"\")","v":""},{"$f":"IF(C13=\"EKMBPP1\",1,\"\")","v":""},"AZAS71",{"$f":"IF(C51<=30,\"není potřeba\",\"překročena max. délka\")","v":"není potřeba"},"X","X","X","9,52x15,9mm",null,null,null,null,null,null,null,null,null,null,null,null,125,null,60]
[null,null,null,"AZAS100",{"$f":"IF(C51<=30,\"není potřeba\",\"překročena max. délka\")","v":"není potřeba"},"X","X","X","9,52x15,9mm",null,null,null,null,null,null,null,null,null,null,null,null,null,null,null,null,null,null,null,"Lw","Lp","max délka","převýšení"]
[null,null,null,"AZAS125",{"$f":"IF(C51<=30,\"není potřeba\",\"překročena max. délka\")","v":"není potřeba"},"X","X","X","9,52x15,9mm",null,null,null,null,null,null,null,null,null,"SPLIT"," ",1,"RXM20A","10A",85,"610x923x367 mm","32 kg","6,35 x 9,5 mm",null,"59 (Chl) 59 (Top)","46 (Chl) 47 (Top)",20,15]
[null,null,null,"AZAS140",{"$f":"IF(C51<=30,\"není potřeba\",\"překročena max. délka\")","v":"není potřeba"},"X","X","X","9,52x15,9mm",null,null,null,null,null,null,null,null,null,"TWIN"," 2x",2,"RXM25A","13A",85,"610x923x367 mm","32 kg","6,35 x 9,5 mm",null,"58 (Chl) 59 (Top)","47 (Chl) 47 (Top)",20,15]
[null,null,null,"RZA200",{"$f":"IF(C51<=30,\"není potřeba\",(IF(C51<=40,0.45,(IF(C51<=50,0.9,IF(C51<=60,1.35,IF(C51<=70,1.8,IF(C51<=80,2.25,IF(C51<=90,2.7,IF(C51<=100,3.15,\"překročena max. délka\"))))))))))","v":"není potřeba"},{"$f":"IF(F92>30,F117+F131,L131)","v":0},0,0,"9,5 x 22.2 mm",{"$f":"IF(C23=\"TWIN\",\"9,52x15,9mm\",\"6,4x12,7mm\")","v":"6,4x12,7mm"},"9,52x15,9mm","6,4x12,7mm",null,null,null,null,null,null,"TRIPLE"," 3x",3,"RXM35A","13A",85,"610x923x367 mm","32 kg","6,35 x 9,5 mm",null,"61 (Chl) 61 (Top)","49 (Chl) 49 (Top)",20,15]
[null,null,null,"RZA250",{"$f":"IF(C51<=30,\"není potřeba\",(IF(C51<=40,0.45,(IF(C51<=50,0.9,IF(C51<=60,1.35,IF(C51<=70,1.8,IF(C51<=80,2.25,IF(C51<=90,2.7,IF(C51<=100,3.15,\"překročena max. délka\"))))))))))","v":"není potřeba"},0,0,0,"9,5 x 22.2 mm",{"$f":"IF(C24=\"TWIN\",\"9,52x15,9mm\",\"6,4x12,7mm\")","v":"6,4x12,7mm"},"9,52x15,9mm","6,4x12,7mm",null,null,null,null,null,null,"Double TWIN"," 4x",4,"RXM42A","13A",85,"610x923x367 mm","49 kg","6,35 x 12,7 mm",null,"62 (Chl) 62 (Top)","48 (Chl) 48 (Top)",30,20]
[null,null,null,null,null,null,null,null,null,null,null,null,null,null,null,null,null,null,null,null,null,"RXM50A","16A",85,"734x954x401 mm","49 kg","6,35 x 12,7 mm",null,"63 (Chl) 62 (Top)","49 (Chl) 49 (Top)",30,20]
[null,null,null,null,null,null,null,null,"Zařízení","CR","Typ","Q chl. [kW]","Q top. [kW] ","P el.chl.","P el.top. [kW]","rozvodné napětí  [V]                          ","RLA [A]","MCA  [A]","Jištění typ C  [A]","RZAG71",3.2,"RXM60A","16A",85,"734x954x401 mm","49 kg","6,35 x 12,7 mm",null,"63 (Chl) 63 (Top)","48 (Chl) 49(Top)",30,20]
[null,null,null,"G1",null,"TWIN","TRIPLE","DoubleTWIN",null,null,null,null,null,null,null,null,null,null,null,"RZASG71",2.4500000000000002,"RXM71A","20A",55,"734x954x401 mm","55 kg","6,35 x 15,9 mm",null,"66 (Chl) 67 (Top)","47 (Chl) 48(Top)",30,20]
[null,null,null,"RZAG71",null,{"$f":"C51","v":15},"X","X",{"$f":"K50","v":"12C.001 Chlazení místností"},null,{"$f":"CONCATENATE(C21,,\"+\",C22)","v":"RXM50A+FTXM50A"},{"$f":"D25","v":5},{"$f":"D26","v":"1,7/5,8/7,7"},{"$f":"D27","v":1.36},{"$f":"D28","v":1.45},{"$f":"C5","v":"230V"},"na dotaz","na dotaz",{"$f":"C29","v":"16A"},"RZAG100",3.2,"RXJ20A","10A",null,"552x840x350 mm",null,null,null,"59 (Chl) 59 (Top)","46 (Chl) 47 (Top)",20,15]
[null,null,null,"RZAG100",null,{"$f":"C51","v":15},{"$f":"C51","v":15},"X","n-násobek",21,null,null,null,null,null,null,null,null,null,"RZASG100",2.6,"RXJ25A","13A",null,"552x840x350 mm","33 kg",null,null,"59 (Chl) 59 (Top)","46 (Chl) 47 (Top)",20,15]
[null,null,null,"RZAG125",null,{"$f":"C51","v":15},{"$f":"C51","v":15},{"$f":"C51+C52+C53","v":15},{"$f":"I50","v":"CE.HEADER"},{"$f":"J50*J85","v":21},{"$f":"I84","v":"12C.001 Chlazení místností"},null,null,null,null,null,null,null,null,"RZAG125",3.7,"RXJ35A","13A",null,"552x840x350 mm","33 kg",null,null,"61 (Chl) 61 (Top)","49 (Chl) 49 (Top)",20,15]
[null,null,null,"RZAG140",null,{"$f":"C51","v":15},{"$f":"C51","v":15},{"$f":"C51+C52+C53","v":15},{"$f":"I51","v":"RXM50A"},{"$f":"J51*J85","v":21},{"$f":"O51*J87","v":976731},null,null,null,null,null,null,null,null,"RZASG125",2.6,"RXJ42A","13A",null,"734x954x408 mm","49 kg",null,null,"62 (Chl) 62 (Top)","48 (Chl) 48 (Top)",30,20]
[null,null,null,"RZASG71",null,{"$f":"C51","v":15},"X","X","FTXM50A",{"$f":"J52*J85","v":21},{"$f":"O52*J88","v":598059},null,null,null,null,null,null,null,null,"RZAG140",3.7,"RXJ50A","13A",null,"734x954x408 mm","49 kg",null,null,"62 (Chl) 62 (Top)","48 (Chl) 49 (Top)",30,20]
[null,null,null,"RZASG100",null,{"$f":"C51","v":15},{"$f":"C51","v":15},"X",{"$f":"I54","v":"RTD-RA"},{"$f":"J54*J85","v":21},{"$f":"O54*J89","v":164577},null,null,null,null,null,null,null,null,"RZASG140",2.6]
[null,null,null,"RZASG125",null,{"$f":"C51","v":15},{"$f":"C51","v":15},{"$f":"C51+C52+C53","v":15},{"$f":"I55","v":""},{"$f":"J55*J85","v":21},null,null,null,null,null,null,{"$f":"IF(C6=M28,R90,\"\")","v":""},"Dekorační panel",null,"AZAS71",2.4500000000000002]
[null,null,null,"RZASG140",null,{"$f":"C51","v":15},{"$f":"C51","v":15},{"$f":"C51+C52+C53","v":15},{"$f":"I58","v":""},{"$f":"J58*J85","v":21},{"$f":"N58*J91","v":{"$error":"#VALUE!"}},null,null,null,null,null,null,null,null,"AZAS100",2.6]
[null,null,null,"RZA200",null,{"$f":"C51","v":15},{"$f":"C51","v":15},{"$f":"C51+C52+C53","v":15},"",null,{"$f":"SUM(K87:K91)","v":{"$error":"#VALUE!"}},null,{"$f":"P92","v":""},"BRC1H52W",null,{"$f":"IF(C6=M28,\"BYCQ140E\",\"\")","v":""},{"$f":"IF($C$6=$M$28,R92,\"\")","v":""},"Standard, šedé lamely","BRYQ140B","AZAS125",2.6]
[null,null,null,"RZA250",null,{"$f":"C51","v":15},{"$f":"C51","v":15},{"$f":"C51+C52+C53","v":15},null,null,null,null,{"$f":"P93","v":""},"BRC1H52W",null,{"$f":"IF(C6=M28,\"BYCQ140EW\",\"\")","v":""},"","Bílý, bílé lamely","BRYQ140B","AZAS140",2.9]
[null,null,null,null,null,null,null,null,null,null,null,null,"","BRC1H52K",null,{"$f":"IF(C6=M28,\"BYCQ140EB\",\"\")","v":""},"","Černý","BRYQ140BB","RZAG35",1.55]
[null,null,null,"G2",null,"TWIN","TRIPLE","DoubleTWIN",null,null,null,null,"","BRC1H52W","BYCQ140EGF",{"$f":"IF(C6=M28,\"BYCQ140EGF\",\"\")","v":""},"","Samočistící, bílá barva","BRYQ140B","RZAG50",1.55]
[null,null,null,"RZAG71",null,{"$f":"C52+C53","v":0},"X","X",null,null,null,null,"","BRC1H52K","BYCQ140EGFB",{"$f":"IF(C6=M28,\"BYCQ140EGFB\",\"\")","v":""},"","Samočistící, černá barva","BRYQ140BB","RZAG60",1.55]
[null,null,null,"RZAG100",null,{"$f":"C52+C53","v":0},{"$f":"C52+C53+C54","v":0},"X",null,null,null,null,"","BRC1H52W",null,{"$f":"IF(C6=M28,\"BYCQ140EP\",\"\")","v":""},"","Bílý designový","BRYQ140C","RZA200",5]
[null,null,null,"RZAG125",null,{"$f":"C52+C53","v":0},{"$f":"C52+C53+C54","v":0},{"$f":"C54+C55+C56+C57","v":0},null,null,null,null,"","BRC1H52K",null,{"$f":"IF(C6=M28,\"BYCQ140EPB\",\"\")","v":""},"","Černý designový","BRYQ140CB","RZA250",5]
[null,null,null,"RZAG140",null,{"$f":"C52+C53","v":0},{"$f":"C52+C53+C54","v":0},{"$f":"C54+C55+C56+C57","v":0}]
[null,null,null,"RZASG71",null,{"$f":"C52+C53","v":0},"X","X"]
[null,null,null,"RZASG100",null,{"$f":"C52+C53","v":0},{"$f":"C52+C53+C54","v":0},"X",null,null,null,null,null,null,null,null,null,"Čidlo přítomnosti osob"]
[null,null,null,"RZASG125",null,{"$f":"C52+C53","v":0},{"$f":"C52+C53+C54","v":0},{"$f":"C54+C55+C56+C57","v":0},null,null,null,null,null,null,null,null,{"$f":"IF($C$6=$M$28,R102,\"\")","v":""},"ANO"]
[null,null,null,"RZASG140",null,{"$f":"C52+C53","v":0},{"$f":"C52+C53+C54","v":0},{"$f":"C54+C55+C56+C57","v":0},null,null,null,null,null,null,null,null,{"$f":"IF($C$6=$M$28,R103,\"\")","v":""},"NE",null,null,null,1,2,3,4,5,6,7,8,9,10,11,12,13,14]
[null,null,null,"RZA200",null,{"$f":"C52+C53","v":0},{"$f":"C52+C53+C54","v":0},{"$f":"C54+C55+C56+C57","v":0},null,null,null,null,null,null,null,null,null,null,null,null,null,null,null,null,null,null,null,"Chlazení Nízké/Střední/Vysoké m³/min","Vytápění Nízké/Střední/Vysoké m³/min","ClazeníNízké/Střední/Vysoké m³/min","Hladina akust.Výkonu chlazení","Hladina akust.Výkonu vytápění","Hladina akust.Tlaku vytápění","Hladina akust.Tlaku clazení","EPS"]
[null,null,null,"RZA250",null,{"$f":"C52+C53","v":0},{"$f":"C52+C53+C54","v":0},{"$f":"C54+C55+C56+C57","v":0},null,null,null,null,null,null,null,null,null,null,null,null,null,"FAA71B",null,null,"290x1050x238 mm","13 kg","9,5 x 15,9 mm",null,"12,1/13,4/16,2","12,7/14,2/16,9",61,61,"40,0/42,0/45,0","40,0/42,0/45,0"]
[null,null,null,null,null,null,null,null,null,null,null,null,"Standard, šedé lamely",{"$f":"VLOOKUP(M106,Q108:R114,2,FALSE)","v":"BYCQ140E"},null,null,null,null,null,null,null,"FAA100A",null,null,"340x1200x240 mm","17 kg","9,5 x 15,9 mm",null,"23,0/21,1/18,7","23,0/20,9/18,7",65,65,"41/45/49","41/45/49"]
[null,null,null,null,null,null,null,null,null,null,null,null,null,null,null,null,null,null,null,null,null,"FBA35A9",null,null,"245x700x800 mm","28 kg","6,4x9,5 mm",null,"15/10,5","15/10,5",60,null,"35/29","37/29","30 ~ 150"]
[null,null,null,"R1>40/>30",null,"TWIN","TRIPLE","DoubleTWIN",null,null,null,null,null,null,null,null,"Standard, šedé lamely","BYCQ140E",null,null,null,"FBA50A9",null,null,"245x700x800 mm","28 kg","6,4x12,7 mm",null,"15/10,5","15/10,5",61,null,"35/30","37/30","31 ~ 150"]
[null,null,null,"RZAG71",null,{"$f":"IF(F84-40<10,0.35,IF(F84-40<20,0.7,IF(F84-40<30,1.05,IF(F84-40<40,1.4,IF(F84-40<45,1.55,\"překročena  max. délka\")))))","v":0.35},"X","X",null,null,null,null,null,null,null,null,"Bílý, bílé lamely","BYCQ140EW",null,null,null,"FBA60A9",null,null,"245x1000x800 mm","35 kg","6,4x12,7 mm",null,"18/12,5","18/12,5",56,null,"30/25","31/25","32 ~ 150"]
[null,null,null,"RZAG100",null,{"$f":"IF(F85-40<10,0.35,IF(F85-40<20,0.7,IF(F85-40<30,1.05,IF(F85-40<40,1.4,IF(F85-40<45,1.55,\"překročena  max. délka\")))))","v":0.35},{"$f":"IF(G85-40<10,0.35,IF(G85-40<20,0.7,IF(G85-40<30,1.05,IF(G85-40<40,1.4,IF(G85-40<45,1.55,\"překročena  max. délka\")))))","v":0.35},"X",null,null,null,null,null,null,null,null,"Černý","BYCQ140EB",null,null,null,"FBA71A9",null,null,"245x1000x800 mm","35 kg","9,5x15,9 mm",null,"18/12,5","18/12,5",57,null,"30/26","31/26","33 ~ 150"]
[null,null,null,"RZAG125",null,{"$f":"IF(F86-40<10,0.35,IF(F86-40<20,0.7,IF(F86-40<30,1.05,IF(F86-40<40,1.4,IF(F86-40<45,1.55,\"překročena  max. délka\")))))","v":0.35},{"$f":"IF(G86-40<10,0.35,IF(G86-40<20,0.7,IF(G86-40<30,1.05,IF(G86-40<40,1.4,IF(G86-40<45,1.55,\"překročena  max. délka\")))))","v":0.35},{"$f":"IF(H86-40<10,0.35,IF(H86-40<20,0.7,IF(H86-40<30,1.05,IF(H86-40<40,1.4,IF(H86-40<45,1.55,\"překročena  max. délka\")))))","v":0.35},null,null,null,null,null,null,null,null,"Samočistící, bílá barva","BYCQ140EGF",null,null,null,"FBA100A",null,null,"245x1400x800 mm","46 kg","9,5x15,9 mm",null,"29/23","29/23",58,null,"34/30","36/30","40 ~ 150"]
[null,null,null,"RZAG140",null,{"$f":"IF(F87-40<10,0.35,IF(F87-40<20,0.7,IF(F87-40<30,1.05,IF(F87-40<40,1.4,IF(F87-40<45,1.55,\"překročena  max. délka\")))))","v":0.35},{"$f":"IF(G87-40<10,0.35,IF(G87-40<20,0.7,IF(G87-40<30,1.05,IF(G87-40<40,1.4,IF(G87-40<45,1.55,\"překročena  max. délka\")))))","v":0.35},{"$f":"IF(H87-40<10,0.35,IF(H87-40<20,0.7,IF(H87-40<30,1.05,IF(H87-40<40,1.4,IF(H87-40<45,1.55,\"překročena  max. délka\")))))","v":0.35},null,null,null,null,null,null,null,null,"Samočistící, černá barva","BYCQ140EGFB",null,null,null,"FBA125A",null,null,"245x1400x800 mm","46 kg","9,5x15,9 mm",null,"34/23,5","34/23,5",62,null,"37/32","38/32","50 ~ 150"]
[null,null,null,"RZASG71",null,{"$f":"IF(F84-30<10,0.35,IF(F84-30<20,0.7,IF(F84-30<30,1.05,IF(F84-30<40,1.4,IF(F84-30<45,1.4,\"překročena  max. délka\")))))","v":0.35},"X","X",null,null,null,null,null,null,null,null,"Bílý designový","BYCQ140EP",null,null,null,"FBA140A",null,null,"245x1400x800 mm","46 kg","9,5x15,9 mm",null,"34/23,5","34/23,5",63,null,"37/33","38/33","51 ~ 150"]
[null,null,null,"RZASG100",null,{"$f":"IF(F85-30<10,0.35,IF(F85-30<20,0.7,IF(F85-30<30,1.05,IF(F85-30<40,1.4,IF(F85-30<45,1.4,\"překročena  max. délka\")))))","v":0.35},{"$f":"IF(G85-30<10,0.35,IF(G85-30<20,0.7,IF(G85-30<30,1.05,IF(G85-30<40,1.4,IF(G85-30<45,1.4,\"překročena  max. délka\")))))","v":0.35},"X",null,null,null,null,null,null,null,null,"Černý designový","BYCQ140EPB",null,null,null,"FCAG35B",null,null,"204x840x840 mm","18 kg","6,4x9,5 mm",null,"12,5/8,7","12,5/8,7",49,49,"31/27","31/27"]
[null,null,null,"RZASG125",null,{"$f":"IF(F86-30<10,0.35,IF(F86-30<20,0.7,IF(F86-30<30,1.05,IF(F86-30<40,1.4,IF(F86-30<45,1.4,\"překročena  max. délka\")))))","v":0.35},{"$f":"IF(G86-30<10,0.35,IF(G86-30<20,0.7,IF(G86-30<30,1.05,IF(G86-30<40,1.4,IF(G86-30<45,1.4,\"překročena  max. délka\")))))","v":0.35},{"$f":"IF(H86-30<10,0.35,IF(H86-30<20,0.7,IF(H86-30<30,1.05,IF(H86-30<40,1.4,IF(H86-30<45,1.4,\"překročena  max. délka\")))))","v":0.35},null,null,null,null,null,null,null,null,null,null,null,null,null,"FCAG50B",null,null,"204x840x840 mm","19 kg","6,4x12,7 mm",null,"12,6/8,7","12,6/8,7",49,49,"31/27","31/27"]
[null,null,null,"RZASG140",null,{"$f":"IF(F87-30<10,0.35,IF(F87-30<20,0.7,IF(F87-30<30,1.05,IF(F87-30<40,1.4,IF(F87-30<45,1.4,\"překročena  max. délka\")))))","v":0.35},{"$f":"IF(G87-30<10,0.35,IF(G87-30<20,0.7,IF(G87-30<30,1.05,IF(G87-30<40,1.4,IF(G87-30<45,1.4,\"překročena  max. délka\")))))","v":0.35},{"$f":"IF(H87-30<10,0.35,IF(H87-30<20,0.7,IF(H87-30<30,1.05,IF(H87-30<40,1.4,IF(H87-30<45,1.4,\"překročena  max. délka\")))))","v":0.35},null,null,null,null,null,null,null,null,null,null,null,null,null,"FCAG60B",null,null,"204x840x840 mm","19 kg","6,4x12,7 mm",null,"13,6/8,7","13,6/8,7",51,51,"33/28","33/28"]
[null,null,null,"RZA200",null,{"$f":"IF(F92-30<10,0.45,IF(F92-30<20,0.9,IF(F92-30<30,1.35,IF(F92-30<40,1.8,IF(F92-30<50,2.25,IF(F92-30<60,2.7,IF(F92-30<70,3.15,\"překročena  max. délka\")))))))","v":0.45},{"$f":"IF(G92-30<10,0.45,IF(G92-30<20,0.9,IF(G92-30<30,1.35,IF(G92-30<40,1.8,IF(G92-30<50,2.25,IF(G92-30<60,2.7,IF(G92-30<70,3.15,\"překročena  max. délka\")))))))","v":0.45},{"$f":"IF(H92-30<10,0.45,IF(H92-30<20,0.9,IF(H92-30<30,1.35,IF(H92-30<40,1.8,IF(H92-30<50,2.25,IF(H92-30<60,2.7,IF(H92-30<70,3.15,\"překročena  max. délka\")))))))","v":0.45},null,"R1<40/30",null,null,null,null,null,null,null,null,null,null,null,"FCAG71B",null,null,"204x840x840 mm","21 kg","9,5x15,9 mm",null,"15,0/9,1","15,0/9,1",49,49,"35/28","33/28"]
[null,null,null,"RZA250",null,{"$f":"IF(F93-30<10,0.45,IF(F93-30<20,0.9,IF(F93-30<30,1.35,IF(F93-30<40,1.8,IF(F93-30<50,2.25,IF(F93-30<60,2.7,IF(F93-30<70,3.15,\"překročena  max. délka\")))))))","v":0.45},{"$f":"IF(F93-30<10,0.45,IF(F84-30<20,0.9,IF(F84-30<30,1.35,IF(F84-30<40,1.8,IF(F84-30<50,2.25,IF(F84-30<60,2.7,IF(F84-30<70,3.15,\"překročena  max. délka\")))))))","v":0.45},{"$f":"IF(H93-30<10,0.45,IF(H93-30<20,0.9,IF(H93-30<30,1.35,IF(H93-30<40,1.8,IF(H93-30<50,2.25,IF(H93-30<60,2.7,IF(H93-30<70,3.15,\"překročena  max. délka\")))))))","v":0.45},null,null,null,null,null,null,null,null,null,null,null,null,null,"FCAG100B",null,null,"246x840x840 mm","24 kg","9,5x15,9 mm",null,"22,8/12,4","22,8/12,4",54,54,"37/29","37/29"]
[null,null,null,null,null,null,null,null,null,null,null,null,null,null,null,null,null,null,null,null,null,"FCAG125B",null,null,"246x840x840 mm","24 kg","9,5x15,9 mm",null,"26,0/12,4","26,0/12,4",58,58,"41/29","41/29"]
[null,null,null,"R2",null,"TWIN","TRIPLE","DoubleTWIN",null,"R2",null,"TWIN","TRIPLE","DoubleTWIN",null,null,null,null,null,null,null,"FCAG140B",null,null,"246x840x840 mm","24 kg","9,5x15,9 mm",null,"26,0/12,4","26,0/12,4",58,58,"41/29","41/29"]
[null,null,null,"RZAG71",null,{"$f":"IF($F96<10,0.2,IF($F96<20,0.4,IF($F96<30,0.6,IF($F96<40,0.8,IF($F96<45,1,\"překročena  max. délka\")))))","v":0.2},"X","X",null,"RZAG71",null,{"$f":"IF(F96+F84-40<0,0,IF(F96+F84-40<10,0.2,IF(F96+F84-40<20,0.4,IF(F96+F84-40<30,0.6,IF(F96+F84-40<40,0.8,IF(F96+F84-40<45,1,\"překročena  max. délka\"))))))","v":0},"X","X",null,null,null,null,null,null,null,"FDA125A",null,null,"300x1400x700 m","45 kg","9,5x15,9 mm",null,"125A","39/28","39/28",66,"40/33","40/33","50 ~ 200"]
[null,null,null,"RZAG100",null,{"$f":"IF(F97<10,0.2,IF(F97<20,0.4,IF(F97<30,0.6,IF(F97<40,0.8,IF(F97<45,1,\"překročena  max. délka\")))))","v":0.2},0.2,"X",null,"RZAG100",null,{"$f":"IF(F97+F85-40<0,0,IF(F97+F85-40<10,0.2,IF(F97+F85-40<20,0.4,IF(F97+F85-40<30,0.6,IF(F97+F85-40<40,0.8,IF(F97+F85-40<45,1,\"překročena  max. délka\"))))))","v":0},{"$f":"IF(G97+G85-40<0,0,IF(G97+G85-40<10,0.2,IF(G97+G85-40<20,0.4,IF(G97+G85-40<30,0.6,IF(G97+G85-40<40,0.8,IF(G97+G85-40<45,1,\"překročena  max. délka\"))))))","v":0},"X",null,null,null,null,null,null,null,"FDA200A",null,null,"400x1490x1100","104 kg","9,5x19,1 mm",null,"200A","36/64","36/64",69,"43/36","43/36","62 ~ 250"]
[null,null,null,"RZAG125",null,0.2,0.2,{"$f":"IF(H98<10,0.2,IF(H98<20,0.4,IF(H98<30,0.6,IF(H98<40,0.8,IF(H98<45,1,\"překročena  max. délka\")))))","v":0.2},null,"RZAG125",null,{"$f":"IF(F98+F86-40<0,0,IF(F98+F86-40<10,0.2,IF(F98+F86-40<20,0.4,IF(F98+F86-40<30,0.6,IF(F98+F86-40<40,0.8,IF(F98+F86-40<45,1,\"překročena  max. délka\"))))))","v":0},{"$f":"IF(G98+G86-40<0,0,IF(G98+G86-40<10,0.2,IF(G98+G86-40<20,0.4,IF(G98+G86-40<30,0.6,IF(G98+G86-40<40,0.8,IF(G98+G86-40<45,1,\"překročena  max. délka\"))))))","v":0},{"$f":"IF(H98+H86-40<0,0,IF(H98+H86-40<10,0.2,IF(H98+H86-40<20,0.4,IF(H98+H86-40<30,0.6,IF(H98+H86-40<40,0.8,IF(H98+H86-40<45,1,\"překročena  max. délka\"))))))","v":0},null,null,null,null,null,null,null,"FDA250A",null,null,"400x1490x1100","115 kg","9,5x22,5 mm",null,"250A","43/69","43/69",71,"44/37","44/37","63 ~ 250"]
[null,null,null,null,null,null,null,null,null,null,null,null,null,null,null,null,null,null,null,null,null,"FDXM25F9",null,null,"200x750x620 mm","31 kg","6,4x9,5 mm",null,"7,3/8,0/8,7","7,3/8,0/8,7",53,53,"27/33/35","27/33/35",30]
[null,null,null,"RZAG140",null,{"$f":"IF(F99<10,0.2,IF(F99<20,0.4,IF(F99<30,0.6,IF(F99<40,0.8,IF(F99<45,1,\"překročena  max. délka\")))))","v":0.2},{"$f":"IF(G99<10,0.2,IF(G99<20,0.4,IF(G99<30,0.6,IF(G99<40,0.8,IF(G99<45,1,\"překročena  max. délka\")))))","v":0.2},{"$f":"IF(H99<10,0.2,IF(H99<20,0.4,IF(H99<30,0.6,IF(H99<40,0.8,IF(H99<45,1,\"překročena  max. délka\")))))","v":0.2},null,"RZAG140",null,{"$f":"IF(F99+F87-40<0,0,IF(F99+F87-40<10,0.2,IF(F99+F87-40<20,0.4,IF(F99+F87-40<30,0.6,IF(F99+F87-40<40,0.8,IF(F99+F87-40<45,1,\"překročena  max. délka\"))))))","v":0},{"$f":"IF(G99+G87-40<0,0,IF(G99+G87-40<10,0.2,IF(G99+G87-40<20,0.4,IF(G99+G87-40<30,0.6,IF(G99+G87-40<40,0.8,IF(G99+G87-40<45,1,\"překročena  max. délka\"))))))","v":0},{"$f":"IF(H99+H87-40<0,0,IF(H99+H87-40<10,0.2,IF(H99+H87-40<20,0.4,IF(H99+H87-40<30,0.6,IF(H99+H87-40<40,0.8,IF(H99+H87-40<45,1,\"překročena  max. délka\"))))))","v":0},null,null,null,null,null,null,null,"FDXM35F9",null,null,"200x750x620 mm","32 kg","6,4x9,5 mm",null,"7,3/8,0/8,7","7,3/8,0/8,7",53,53,"27/33/35","27/33/35",31]
[null,null,null,"RZASG71",null,{"$f":"IF(F100<10,0.2,IF(F100<20,0.4,IF(F100<30,0.6,IF(F100<40,0.8,IF(F100<45,1,\"překročena  max. délka\")))))","v":0.2},"X","X",null,"RZASG71",null,{"$f":"IF(F100+F88-30<0,0,IF(F100+F88-30<10,0.2,IF(F100+F88-30<20,0.4,IF(F100+F88-30<30,0.6,IF(F100+F88-30<40,0.8,IF(F100+F88-30<45,1,\"překročena  max. délka\"))))))","v":0},"X","X",null,null,null,null,null,null,null,"FDXM50F9",null,null,"200x1150x62 0mm","50 kg","6,4x12,7 mm",null,"13,3/14,6/15,8","13,3/14,6/15,8",55,55,"30/35/38","30/35/38",40]
[null,null,null,"RZASG100",null,{"$f":"IF(F101<10,0.2,IF(F101<20,0.4,IF(F101<30,0.6,IF(F101<40,0.8,IF(F101<45,1,\"překročena  max. délka\")))))","v":0.2},{"$f":"IF(G101<10,0.2,IF(G101<20,0.4,IF(G101<30,0.6,IF(G101<40,0.8,IF(G101<45,1,\"překročena  max. délka\")))))","v":0.2},"X",null,"RZASG100",null,{"$f":"IF(F101+F89-30<0,0,IF(F101+F89-30<10,0.2,IF(F101+F89-30<20,0.4,IF(F101+F89-30<30,0.6,IF(F101+F89-30<40,0.8,IF(F101+F89-30<45,1,\"překročena  max. délka\"))))))","v":0},{"$f":"IF(G101+G89-30<0,0,IF(G101+G89-30<10,0.2,IF(G101+G89-30<20,0.4,IF(G101+G89-30<30,0.6,IF(G101+G89-30<40,0.8,IF(G101+G89-30<45,1,\"překročena  max. délka\"))))))","v":0},"X",null,null,null,null,null,null,null,"FDXM60F9",null,null,"200x1150x62 0mm","50 kg","6,4x12,7 mm",null,"13,5/14,8/16,0","13,5/14,8/16,0",56,56,"30/35/38","30/35/38",41]
[null,null,null,null,null,null,null,null,null,null,null,null,null,null,null,null,null,null,null,null,null,"FFA25A9",null,null,"260x575x575 mm","16 kg","6,4x9,5 mm",null,"9/6,5","9/6,5",48,null,"31/25","31/25"]
[null,null,null,"RZASG125",null,{"$f":"IF(F102<10,0.2,IF(F102<20,0.4,IF(F102<30,0.6,IF(F102<40,0.8,IF(F102<45,1,\"překročena  max. délka\")))))","v":0.2},0.2,0.2,null,"RZASG125",null,{"$f":"IF(F102+F90-30<0,0,IF(F102+F90-30<10,0.2,IF(F102+F90-30<20,0.4,IF(F102+F90-30<30,0.6,IF(F102+F90-30<40,0.8,IF(F102+F90-30<45,1,\"překročena  max. délka\"))))))","v":0},0,0,null,null,null,null,null,null,null,"FFA35A9",null,null,"260x575x575 mm","16 kg","6,4x9,5 mm",null,"10/6,5","10/6,5",51,null,"34/25","34/25"]
[null,null,null,"RZASG140",null,0.2,0.2,0.2,null,"RZASG140",null,0,0,0,null,null,null,null,null,null,null,"FFA50A9",null,null,"260x575x575 mm","17,5 kg","6,4x12,7 mm",null,"12/7,5","12/7,5",56,null,"39/27","39/27"]
[null,null,null,"RZA200",null,{"$f":"IF(F104<10,0.2,IF(F104<20,0.4,IF(F104<30,0.6,IF(F104<40,0.8,IF(F104<50,1,IF(F104<60,1.2,IF(F104<70,1.4,\"překročena  max. délka\")))))))","v":0.2},0.2,0.2,null,"RZA200",null,{"$f":"IF(F104+F92-30<0,0,IF(F104<10,0.2,IF(F104<20,0.4,IF(F104<30,0.6,IF(F104<40,0.8,IF(F104<50,1,IF(F104<60,1.2,IF(F104<70,1.4,\"překročena  max. délka\"))))))))","v":0},{"$f":"IF(G104+G92-30<0,0,IF(G104+G92-30<10,0.2,IF(G104+G92-30<20,0.4,IF(G104+G92-30<30,0.6,IF(G104+G92-30<40,0.8,IF(G104+G92-30<50,1,IF(G104+G92-30<60,1.2,IF(G104+G92-30<70,1.4,\"překročena  max. délka\"))))))))","v":0},{"$f":"IF(H104+H92-30<0,0,IF(H104+H92-30<10,0.2,IF(H104+H92-30<20,0.4,IF(H104+H92-30<30,0.6,IF(H104+H92-30<40,0.8,IF(H104+H92-30<50,1,IF(H104+H92-30<60,1.2,IF(H104+H92-30<70,1.4,\"překročena  max. délka\"))))))))","v":0},null,null,null,null,null,null,null,"FFA60A9",null,null,"260x575x575 mm","17,5 kg","6,4x12,7 mm",null,"14,5/9,5","14,5/9,5",60,null,"43/32","43/32"]
[null,null,null,"RZA250",null,0.2,0.2,0.2,null,"RZA250",null,{"$f":"IF(F105+F93-30<0,0,IF(F105<10,0.2,IF(F105<20,0.4,IF(F105<30,0.6,IF(F105<40,0.8,IF(F105<50,1,IF(F105<60,1.2,IF(F105<70,1.4,\"překročena  max. délka\"))))))))","v":0},{"$f":"IF(G105+G93-30<0,0,IF(G105+G93-30<10,0.2,IF(G105+G93-30<20,0.4,IF(G105+G93-30<30,0.6,IF(G105+G93-30<40,0.8,IF(G105+G93-30<50,1,IF(G105+G93-30<60,1.2,IF(G105+G93-30<70,1.4,\"překročena  max. délka\"))))))))","v":0},{"$f":"IF(H105+H93-30<0,0,IF(H105+H93-30<10,0.2,IF(H105+H93-30<20,0.4,IF(H105+H93-30<30,0.6,IF(H105+H93-30<40,0.8,IF(H105+H93-30<50,1,IF(H105+H93-30<60,1.2,IF(H105+H93-30<70,1.4,\"překročena  max. délka\"))))))))","v":0},null,null,null,null,null,null,null,"FHA35A9",null,null,"235x960x690 mm","24 kg","6,4x9,5 mm",null,"14/10","14/10",53,53,"36/31","36/31"]
[null,null,null,null,null,null,null,null,null,null,null,null,null,null,null,null,null,null,null,null,null,"FHA50A9",null,null,"235x960x690 mm","25 kg","6,4x12,7 mm",null,"15/10","15/10",54,54,"37/32","37/32"]
[null,null,null,null,null,null,null,null,null,null,null,null,null,null,null,null,null,null,null,null,null,"FHA60A9",null,null,"235x1270x690 mm","31 kg","6,4x12,7 mm",null,"19,5/11,5","19,5/11,5",54,54,"37/33","37/33"]
[null,null,null,null,null,null,null,null,null,null,null,null,null,null,null,null,null,null,null,null,null,"FHA71A9",null,null,"235x1270x690 mm","32 kg","9,5x15,9 mm",null,"20,5/14","20,5/14",55,55,"38/34","38/34"]
[null,null,null,null,null,null,null,null,null,null,null,null,null,null,null,null,null,null,null,null,null,"FHA100A",null,null,"235x1590x690 mm","38 kg","9,5x15,9 mm",null,"28/20","28/20",60,60,"42/34","42/34"]
[null,null,null,null,null,null,null,null,null,null,null,null,null,null,null,null,null,null,null,null,null,"FHA125A",null,null,"235x1590x690 mm","38 kg","9,5x15,9 mm",null,"31/23","31/23",62,62,"44/37","44/37"]
[null,null,null,null,null,null,null,null,null,"Typ","Počet","Popis",null,null,"Cena /jednotka","Cena celkem",null,null,null,null,null,"FHA140A",null,null,"235x1590x690 mm","38 kg","9,5x15,9 mm",null,"34/24","34/24",64,64,"46/38","46/38"]
[null,null,null,null,null,null,null,null,null,null,null,null,null,null,null,null,null,null,null,null,null,"FNA25A9",null,null,"620x790x200 mm","23 kg","6,4x9,5 mm",null,"8,7/7,3","8,7/7,3","48/30",53,"33/28","33/28"]
[null,null,null,null,null,null,null,null,null,null,null,null,null,null,null,null,null,{"$f":"IFERROR(INDEX(I$141:I$152,SMALL(IF(I$141:I$152<>\"\",ROW(I$141:I$152)-ROW(I$141)+1),ROWS(J$141:J141))),\"\")","v":"CE.HEADER"},{"$f":"IFERROR(INDEX(J$141:J$152,SMALL(IF(J$141:J$152<>\"\",ROW(J$141:J$152)-ROW(J$141)+1),ROWS(K$141:K141))),\"\")","v":"CE.HEADER"},null,null,"FNA35A9",null,null,"620x790x200 mm","23 kg","6,4x9,5 mm",null,"8,7/7,3","8,7/7,3","48/31",54,"33/28","33/28"]
[null,null,null,null,null,null,null,null,{"$f":"J141","v":"CE.HEADER"},"CE.HEADER",1,"12C.001 Chlazení místností",null,null,0,null,null,{"$f":"IFERROR(INDEX(I$141:I$155,SMALL(IF(I$141:I$155<>\"\",ROW(I$141:I$155)-ROW(I$141)+1),ROWS(J$141:J142))),\"\")","v":"RXM50A"},{"$f":"VLOOKUP(R141,$J$141:$K$155,2,FALSE)","v":1},null,null,"FNA50A9",null,null,"620x1150x200 mm","30 kg ","6,4x12,7 mm",null,"16,0/13,5","16,0/13,5","49/40",56,"36/30","36/30"]
[null,null,null,null,null,null,null,null,{"$f":"J142","v":"RXM50A"},{"$f":"I4","v":"RXM50A"},1,{"$f":"IF(K142=\"\",\"\",VLOOKUP(J142,Ceník!$A$1:$C$9981,3,FALSE))","v":"Split venkovní jednotka"},null,null,{"$f":"IF(K142>0,VLOOKUP(J142,Ceník!$A$1:$C$9981,2,FALSE),\"\")","v":46511},{"$f":"J51*N51","v":46511},null,{"$f":"IFERROR(INDEX(I$141:I$155,SMALL(IF(I$141:I$155<>\"\",ROW(I$141:I$155)-ROW(I$141)+1),ROWS(J$141:J143))),\"\")","v":"FTXM50A"},{"$f":"VLOOKUP(R142,$J$141:$K$155,2,FALSE)","v":1},null,null,"FNA60A9",null,null,"620x1150x200 mm","30 kg ","6,4x12,7 mm",null,"16,0/13,5","16,0/13,5","49/41",57,"36/30","36/30"]
[null,null,null,null,null,null,null,null,"FTXM50A","FTXM50A",1,{"$f":"IF(K143>0,VLOOKUP(J143,Ceník!$A$1:$C$9981,3,FALSE),\"\")","v":"SPLIT PERFERA nástěnná jednotka"},null,null,{"$f":"IF(K143>0,VLOOKUP(J143,Ceník!$A$1:$C$9981,2,FALSE),\"\")","v":28479},{"$f":"K143*O143","v":28479},null,{"$f":"IFERROR(INDEX(I$141:I$155,SMALL(IF(I$141:I$155<>\"\",ROW(I$141:I$155)-ROW(I$141)+1),ROWS(J$141:J144))),\"\")","v":"EKRS21"},1,null,null,"FUA71A",null,null,"198x950x950 mm","25 kg","9,5x15,9 mm",null,"23/16","23/16",59,59,"41/35","41/35"]
[null,null,null,null,null,null,null,null,{"$f":"IF(\"KHR\"=LEFT(C23,3),J144,\"\")","v":""},0,0,{"$f":"IF(C7=\"Split\",\"\",IF(J53>0,IF(J53>0,VLOOKUP(I53,Ceník!$A$1:$C$9981,3,FALSE),\"\")))","v":""},null,null,{"$f":"IF(C7=\"Split\",\"\",IF(J53>0,VLOOKUP(I53,Ceník!$A$1:$C$9981,2,FALSE),\"\"))","v":""},{"$f":"IF(C7=\"Split\",\"\",J53*N53)","v":""},null,{"$f":"IFERROR(INDEX(I$141:I$155,SMALL(IF(I$141:I$155<>\"\",ROW(I$141:I$155)-ROW(I$141)+1),ROWS(J$141:J145))),\"\")","v":"RTD-RA"},1,null,null,"FUA100A",null,null,"198x950x950 mm","26 kg","9,5x15,9 mm",null,"31/20","31/20",64,64,"46/39","46/39"]
[null,null,null,null,null,null,null,null,{"$f":"J145","v":""},{"$f":"IF(I7=Q69,\"\",I7)","v":""},{"$f":"J7","v":1},{"$f":"IF(I7<>Q69,VLOOKUP(J145,Ceník!$A$1:$C$9981,3,FALSE),\"\")","v":{"$error":"#N/A"}},null,null,{"$f":"IF(I7<>Q69,VLOOKUP(I54,Ceník!$A$1:$C$9981,2,FALSE),\"\")","v":7837},{"$f":"IF(I7<>Q69,J54*N54,\"\")","v":7837},null,{"$f":"IFERROR(INDEX(I$141:I$155,SMALL(IF(I$141:I$155<>\"\",ROW(I$141:I$155)-ROW(I$141)+1),ROWS(J$141:J146))),\"\")","v":""},1,null,null,"FUA125A",null,null,"198x950x950 mm","26 kg","9,5x15,9 mm",null,"32,5/20,5","32,5/20,5",65,65,"47/40","47/40"]
[null,null,null,null,null,null,null,null,"",{"$f":"I8","v":""},{"$f":"J8","v":""},{"$f":"IF(K146=\"\",\"\",VLOOKUP(J146,Ceník!$A$1:$C$9981,3,FALSE))","v":""},null,null,{"$f":"IF(K146=\"\",\"\",VLOOKUP(J146,Ceník!$A$1:$C$9981,2,FALSE))","v":""},{"$f":"IF(K146=\"\",\"\",K146*O146)","v":""},null,{"$f":"IFERROR(INDEX(I$141:I$155,SMALL(IF(I$141:I$155<>\"\",ROW(I$141:I$155)-ROW(I$141)+1),ROWS(J$141:J147))),\"\")","v":""},1,null,null,"FVA71A",null,null,"1850x600x270 mm","42 kg","9,5x15,9 mm",null,"18/14","18/14",55,55,"43/38","43/38"]
[null,null,null,null,null,null,null,null,"",{"$f":"I9","v":""},{"$f":"J9","v":""},{"$f":"IF(C8=\"kabelový\",\"\",IF(J56=\"\",\"\",VLOOKUP(I56,Ceník!$A$1:$C$9981,3,FALSE)))","v":{"$error":"#N/A"}},null,null,{"$f":"IF(C8=\"kabelový\",\"\",IF(J56=\"\",\"\",VLOOKUP(I56,Ceník!$A$1:$C$9981,2,FALSE)))","v":{"$error":"#N/A"}},{"$f":"IF(C8=\"kabelový\",\"\",IF(K147=\"\",\"\",K147*O147))","v":""},null,{"$f":"IFERROR(INDEX(I$141:I$155,SMALL(IF(I$141:I$155<>\"\",ROW(I$141:I$155)-ROW(I$141)+1),ROWS(J$141:J148))),\"\")","v":""},1,null,null,"FVA100A",null,null,"1850x600x350 mm","50 kg","9,5x15,9 mm",null,"28/22","28/22",62,62,"50/44","50/44"]
[null,null,null,null,null,null,null,null,"",{"$f":"I10","v":""},{"$f":"J10","v":""},{"$f":"IF(K148=\"\",\"\",VLOOKUP(J148,Ceník!$A$1:$C$9981,3,FALSE))","v":""},null,null,{"$f":"IF(K148=\"\",\"\",VLOOKUP(J148,Ceník!$A$1:$C$9981,2,FALSE))","v":""},{"$f":"IF(K148=\"\",\"\",K148*O148)","v":""},null,{"$f":"IFERROR(INDEX(I$141:I$155,SMALL(IF(I$141:I$155<>\"\",ROW(I$141:I$155)-ROW(I$141)+1),ROWS(J$141:J149))),\"\")","v":""},1,null,null,"FVA125A",null,null,"1850x600x350 mm","50 kg","9,5x15,9 mm",null,"28/24","28/24",63,63,"51/46","51/46"]
[null,null,null,null,null,null,null,null,"EKRS21",{"$f":"IF(OR(AND(VLOOKUP(I22,N27:S43,6,FALSE)=\"EKRS21\",C8=\"kabelový\",VLOOKUP(I22,N27:S43,6,FALSE)=\"EKRS21\"),AND(VLOOKUP(I22,N27:S43,6,FALSE)=\"EKRS21\",C8=\"Infra\",VLOOKUP(I22,N27:S43,6,FALSE)=\"EKRS21\",C12=\"Ano\"),C15=\"KRP928A2S\"),\"EKRS21\",\"\")","v":"EKRS21"},{"$f":"IF(OR(AND(VLOOKUP(I22,N27:S43,6,FALSE)=\"EKRS21\",C8=\"kabelový\",VLOOKUP(I22,N27:S43,6,FALSE)=\"EKRS21\"),AND(VLOOKUP(I22,N27:S43,6,FALSE)=\"EKRS21\",C8=\"Infra\",VLOOKUP(I22,N27:S43,6,FALSE)=\"EKRS21\",C12=\"Ano\"),C15=\"KRP928A2S\"),J11,\"\")","v":1},{"$f":"IF(K149=\"\",\"\",VLOOKUP(J149,Ceník!$A$1:$C$9981,3,FALSE))","v":"redukce S21 pro Stylish IDU"},null,null,{"$f":"IF(K149=\"\",\"\",VLOOKUP(J149,Ceník!$A$1:$C$9981,2,FALSE))","v":474},{"$f":"IF(K149=\"\",\"\",K149*O149)","v":474},null,{"$f":"IFERROR(INDEX(I$141:I$155,SMALL(IF(I$141:I$155<>\"\",ROW(I$141:I$155)-ROW(I$141)+1),ROWS(J$141:J150))),\"\")","v":""},1,null,null,"FVA140A",null,null,"1850x600x350 mm","50 kg","9,5x15,9 mm",null,"30/26","30/26",65,65,"53/48","53/48"]
[null,null,null,null,null,null,null,null,null,null,null,null,null,null,null,null,null,{"$f":"IFERROR(INDEX(I$141:I$155,SMALL(IF(I$141:I$155<>\"\",ROW(I$141:I$155)-ROW(I$141)+1),ROWS(J$141:J151))),\"\")","v":""},null,null,null,"FTXM20A",null,null,"295x778x272 mm","10 kg","6,4x9,5 mm",null,"4,3/5,7/7,5/10,6","5,1/6,2/8,2/9,4",58,54,"19/25/33/42","20/26/34/40"]
[null,null,null,null,null,null,null,null,null,null,null,null,null,null,null,null,null,null,null,null,null,"FTXM25A",null,null,"295x778x272 mm","10 kg","6,4x9,5 mm",null,"4,1/5,7/7,6/10,5","4,9/6,3/8,0/9,8",null,54,"19/25/33/43","20/27/34/39"]
[null,null,null,null,null,null,null,null,"RTD-RA",{"$f":"IF(C13=\"\",\"\",C13)","v":"RTD-RA"},{"$f":"IF(E13=\"\",\"\",E13)","v":1},{"$f":"IF(K152=\"\",\"\",VLOOKUP(J152,Ceník!$A$1:$C$9981,3,FALSE))","v":"adaptér Modbus RTD-RA"},null,null,{"$f":"IF(K152=\"\",\"\",VLOOKUP(J152,Ceník!$A$1:$C$9981,2,FALSE))","v":7837},{"$f":"IF(K152=\"\",\"\",K152*O152)","v":7837},null,{"$f":"IFERROR(INDEX(I$141:I$155,SMALL(IF(I$141:I$154<>\"\",ROW(I$141:I$154)-ROW(I$141)+1),ROWS(J$141:J154))),\"\")","v":""},{"$f":"VLOOKUP(R152,$J$141:$K$155,2,FALSE)","v":1},null,null,"FTXM35A",null,null,"295x778x272 mm","10 kg","6,4x9,5 mm",null,"4,2/6,0/7,8/11,3","4,9/6,5/8,5/9,8",58,54,"19/29/33/45","20/28/35/39"]
[null,null,null,null,null,null,null,null,null,null,null,null,null,null,null,null,null,null,null,null,null,"FTXM42A",null,null,"295x778x272 mm","10 kg","6,4x9,5 mm",null,"4,3/6,5/9,0/11,9","4,9/6,5/9,7/12,4",60,60,"21/30/39/45","21/29/39/45"]
[null,null,null,null,null,null,null,null,{"$f":"J154","v":""},{"$f":"IF(C15=\"\",\"\",C15)","v":""},{"$f":"IF(E15=\"\",\"\",E15)","v":1},{"$f":"IF(K154=\"\",\"\",VLOOKUP(J154,Ceník!$A$1:$C$9981,3,FALSE))","v":{"$error":"#N/A"}},null,null,{"$f":"IF(K154=\"\",\"\",VLOOKUP(J154,Ceník!$A$1:$C$9981,2,FALSE))","v":{"$error":"#N/A"}},{"$f":"IF(K154=\"\",\"\",K154*O154)","v":{"$error":"#N/A"}},null,{"$f":"IFERROR(INDEX(I$141:I$155,SMALL(IF(I$141:I$154<>\"\",ROW(I$141:I$154)-ROW(I$141)+1),ROWS(J$141:J155))),\"\")","v":""},1,null,null,"FTXM50A",null,null,"299x998x292 mm","14,5 kg","6,4x12,7 mm",null,"8,3/11,4/14/15,8","10,5/12,0/14,2/15,8",58,58,"27/36/40/44","31/34/39/43"]
[null,null,null,null,null,null,null,null,{"$f":"J155","v":""},{"$f":"IF(B63=0,\"\",B63)","v":""},{"$f":"IF(C63=0,\"\",C63)","v":""},{"$f":"IF(K155=\"\",\"\",VLOOKUP(J155,Ceník!$A$1:$C$9981,3,FALSE))","v":""},null,null,{"$f":"IF(K155=\"\",\"\",VLOOKUP(J155,Ceník!$A$1:$C$9981,2,FALSE))","v":""},"",null,null,0,null,null,"FTXM60A",null,null,"299x998x292 mm","14,5 kg","6,4x12,7 mm",null,"9,1/11,8/14/16,7","11,1/12,4/15,2/16,5",60,59,"30/37/42/46","33/36/41/45"]
[null,null,null,null,null,null,null,null,null,null,null,null,null,null,null,null,null,null,null,null,null,"FTXJ20AW",null,null,"552x840x350","33 kg","6,4x9,5 mm"]
[]
[]
[null,null,null,null,null,null,null,null,null,null,null,null,null,null,null,null,null,null,null,null,null,"FTXJ25AW",null,null,"305x900x212","12 kg","6,4x9,5 mm"]
[]
[]
[null,null,null,null,null,null,null,null,null,null,null,null,null,null,null,null,null,null,null,null,null,"FTXJ35AW",null,null,"305x900x212","12 kg","6,4x9,5 mm"]
[]
[]
[null,null,null,null,null,null,null,null,null,null,null,null,null,null,null,null,null,null,null,null,null,"FTXJ42AW",null,null,"305x900x212","12 kg","6,4x12,7 mm"]
[]
[]
[null,null,null,null,null,null,null,null,null,null,null,null,null,null,null,null,null,null,null,null,null,"FTXJ50AW",null,null,"305x900x212","12 kg","6,4x12,7 mm"]
[]
[]
[null,null,null,null,null,null,null,null,null,null,null,null,null,null,null,null,null,null,null,null,null,"FTXM71A",null,null,"299x998x292 mm","14,5 kg","6,4x15,9 mm"]
[null,null,null,null,null,null,null,null,null,"Projektová cena celkem",null,null,null,null,null,{"$f":"SUM(P142:P155)","v":{"$error":"#N/A"}},null,null,null,null,null,"BYCQ140E",null,null,"50x950x950 mm","5,4 kg"]
[null,null,null,null,null,null,null,null,null,"L1","L2, L3,L4 TWIN, TRIPPLE","L2 L3 DoubleTWIN","L4,L5,L6,L7 DoubleTWIN",null,null,null,null,null,null,null,null,"BYFQ60CW",null,null,"46x620x620 mm ","2,8 kg"]
[null,null,null,null,null,null,null,null,null,null,null,null,null,null,null,null,null,null,null,null,null,"BYCQ140EW",null,null,"50x950x950 mm","5,4 kg"]
[null,null,null,null,null,null,null,null,null,null,null,null,null,null,null,null,null,null,null,null,null,"BYCQ140EB",null,null,"50x950x950 mm","5,4 kg"]
[null,null,null,null,null,null,null,null,null,null,null,null,null,null,null,null,null,null,null,null,null,"BYCQ140EGF",null,null,"130x950x950 mm","10,3 kg"]
[null,null,null,null,null,null,null,null,null,null,null,null,null,null,null,{"$f":"CONCATENATE(K179, CHAR(10),K180, CHAR(10),K181, CHAR(10),K182, CHAR(10),K183, CHAR(10),K184, CHAR(10),K185, CHAR(10),K186, CHAR(10),K187, CHAR(10),K189, CHAR(10),K191, CHAR(10),K192, CHAR(10),K194, CHAR(10),K195, CHAR(10),K196, CHAR(10),K197, CHAR(10),K198, CHAR(10),K199, CHAR(10),K200)","v":{"$error":"#N/A"}},null,null,null,null,null,"BYCQ140EGFB",null,null,"130x950x950 mm","10,3 kg"]
[null,null,null,null,null,null,null,null,null,null,null,null,null,null,null,null,null,null,null,null,null,"BYCQ140EP",null,null,"50x950x950 mm","5,4 kg"]
[null,null,null,null,null,null,null,"Jmenovité technické údaje:",null,null,"Jmenovité technické údaje:",null,null,null,null,null,null,null,null,null,null,"BYCQ140EPB",null,null,"50x950x950 mm","5,4 kg"]
["Chladicí výkon: ",null," kW",null,null,null,null,"Chladicí výkon: 5.6kW",null,null,{"$f":"CONCATENATE($A180,D25,$C180)","v":"Chladicí výkon: 5 kW"}]
["Topný výkon: ",null,null,null,null,null,null,"Topný výkon:6.3kW",null,null,{"$f":"CONCATENATE($A181,D26,$C181)","v":"Topný výkon: 1,7/5,8/7,7"}]
["Příkon chlazení: ",null,null,null,null,null,null,"Příkon: 92W",null,null,{"$f":"CONCATENATE($A182,D27,$C182)","v":"Příkon chlazení: 1,36"}]
["Příkon topení: ",null,null,null,null,null,null,null,null,null,{"$f":"CONCATENATE($A183,D28,$C183)","v":"Příkon topení: 1,45"}]
["Průtok vzduchu ventilátorem chlazení (min / střed / max): ",null," m³/min  ",null,null,null,null,"Průtok vzduchu ventilátorem (min / střed / max): 10 / 12.5 / 14.5 m3/min",null,null,{"$f":"CONCATENATE($A184,VLOOKUP(I5,V98:AI142,8,FALSE),$C184)","v":{"$error":"#N/A"}}]
["Průtok vzduchu ventilátorem chlazení (min / střed / max): ",null," m³/min  ",null,null,null,null,null,null,null,{"$f":"CONCATENATE($A185,VLOOKUP($I$5,V99:AI143,9,FALSE),$C185)","v":{"$error":"#N/A"}}]
["Vhodné pro chladivo:",null,null,null,null,null,null,"Vhodné pro chladivo: R410a",null,null,{"$f":"CONCATENATE($A186,$C$3,$C186)","v":"Vhodné pro chladivo:R32"}]
["Rozměry jednotky (V x Š x H): ",null,null,null,null,null,null,"Rozměry jednotky (V x Š x H): 260 x 575 x 575 mm",null,null,{"$f":"CONCATENATE($A187,Q5,$C187)","v":"Rozměry jednotky (V x Š x H): 299x998x292 mm"}]
[{"$f":"IF(R8<>\"\",\"Rozměry dekoračního panelu (V x Š x H): \",\"\")","v":""},null,null,null,null,null,null,"Rozměry dekoračního panelu (V x Š x H): 46 x 620 x 620 mm",null,null,{"$f":"CONCATENATE($A188,Q8,$C188)","v":""}]
["Jednotková hmotnost: ",null,null,null,null,null,null,"Jednotková hmotnost: 18.5 kg",null,null,{"$f":"CONCATENATE($A189,R5,$C189)","v":"Jednotková hmotnost: 14,5 kg"}]
[{"$f":"IF(R8<>\"\",\"Hmotnost dekorativního panelu: \",\"\")","v":""},null,null,null,null,null,null,"Hmotnost dekorativního panelu: 2.8 kg",null,null,{"$f":"CONCATENATE($A190,R8,$C190)","v":""}]
["Akustický výkon chlazení: ",null," dB(A)",null,null,null,null,"Zvukový výkon: 60 dB(A) (po ISO 3744)",null,null,{"$f":"CONCATENATE($A191,,VLOOKUP(I5,V98:AI156,10,FALSE),$C191)","v":"Akustický výkon chlazení: 58 dB(A)"}]
["Akustický výkon topení: ",null," dB(A)",null,null,null,null,null,null,null,{"$f":"CONCATENATE($A192,,VLOOKUP($I$5,$V$98:$AI$143,11,FALSE),$C192)","v":{"$error":"#N/A"}}]
[]
["Akustický tlak chlazení (min/střed/max)**: ",null," dB(A)",null,null,null,null,"Akustický tlak (min/střed/max)**: 33 / 40 / 43 dB(A)",null,null,{"$f":"CONCATENATE($A194,,VLOOKUP($I$5,$V$98:$AI$143,12,FALSE),$C194)","v":{"$error":"#N/A"}}]
["Akustický tlak topení (min/střed/max)**: ",null," dB(A)",null,null,null,null,"** 1,5m od jednotky in 1,5m od podlahy",null,null,{"$f":"CONCATENATE($A195,,VLOOKUP($I$5,$V$98:$AI$143,13,FALSE),$C195)","v":{"$error":"#N/A"}}]
[null,null,null,null,null,null,null,"** 1,5m od jednotky in 1,5m od podlahy",null,null,{"$f":"H196","v":"** 1,5m od jednotky in 1,5m od podlahy"}]
["Pruměr připojovacího potrubí: Cu ",null,null,null,null,null,null,"Pruměr připojovacího potrubí: Cu 6.35/12.70 mm",null,null,{"$f":"CONCATENATE($A197,S5,$C197)","v":"Pruměr připojovacího potrubí: Cu 6,4x12,7 mm"}]
[null,null,null,null,null,null,null,"Popis:",null,null,{"$f":"H198","v":"Popis:"}]
[null,null,null,null,null,null,null,"Výrobce: DAIKIN",null,null,{"$f":"H199","v":"Výrobce: DAIKIN"}]
["Tip: ",null,{"$f":"I152","v":"RTD-RA"},null,null,null,null,"Tip: FXZQ50A",null,null,{"$f":"CONCATENATE($A200,$I$5)","v":"Tip: FTXM50A"}]
[null,null,null,null,null,null,null,null,null,null,null,null,null,null,null,{"$f":"CONCATENATE(K203,CHAR(10),K204,CHAR(10),K205,CHAR(10),K206,CHAR(10),K207,CHAR(10),K208,CHAR(10),K209,CHAR(10),K210,CHAR(10),K211,CHAR(10),K212,CHAR(10),K214,CHAR(10),K215,CHAR(10),K213,CHAR(10),K216,CHAR(10),K218,CHAR(10),K220,CHAR(10),K222,CHAR(10),K223,CHAR(10),K225,CHAR(10),K226,CHAR(10),K227,CHAR(10),K228,CHAR(10),K229)","v":"Jmenovité technické údaje:\nChladicí výkon: 5\nTopný výkon: 1,7/5,8/7,7\nPříkon chlazení: 1,36\nPříkon topení: 1,36\nEner. štítek chlazení: \nSEER: \nEner. štítek vytápění: \nSCOP: \nMaximální proud pojistky (MFA): 16A\nProvozní rozsah - chlazení:\nProvozní rozsah - topení:\nNapájení systému: 230V\nVhodné pro chladivo:R32\nRozměry jednotky (V x Š x H): 734x954x401 mm\nJednotková hmotnost: 49 kg\nAkustický výkon: 63 (Chl) 62 (Top)\nAkustický tlak: 49 (Chl) 49 (Top)\n** 1,5m od jednotky in 1,5m od podlahy\nPruměr připojovacího potrubí: Cu 6,35 x 12,7 mm\nPopis:\nVýrobce: DAIKIN\nTip: RXM50A"}]
[]
[null,null,null,null,null,null,null,"Jmenovité technické údaje:",null,null,"Jmenovité technické údaje:","Kondenzační jednotka split vybavena invertním swing kompresorem"]
["Chladicí výkon: ",null,null,null,null,null,null,"Chladicí výkon: 5.6kW",null,null,{"$f":"CONCATENATE($A204,D25,$C204)","v":"Chladicí výkon: 5"}]
["Topný výkon: ",null,null,null,null,null,null,"Topný výkon:6.3kW",null,null,{"$f":"CONCATENATE($A205,D26,$C205)","v":"Topný výkon: 1,7/5,8/7,7"}]
["Příkon chlazení: ",null,null,null,null,null,null,"Příkon: 92W",null,null,{"$f":"CONCATENATE($A206,D27,$C206)","v":"Příkon chlazení: 1,36"}]
["Příkon topení: ",null,null,null,null,null,null,null,null,null,{"$f":"CONCATENATE($A207,D27,$C207)","v":"Příkon topení: 1,36"}]
["Ener. štítek chlazení: ",null,null,null,null,null,null,"Průtok vzduchu ventilátorem (min / střed / max): 10 / 12.5 / 14.5 m3/min",null,null,{"$f":"CONCATENATE($A208,I16)","v":"Ener. štítek chlazení: "}]
["SEER: ",null,null,null,null,null,null,null,null,null,{"$f":"CONCATENATE($A209,I17)","v":"SEER: "}]
["Ener. štítek vytápění: ",null,null,null,null,null,null,null,null,null,{"$f":"CONCATENATE($A210,I18)","v":"Ener. štítek vytápění: "}]
["SCOP: ",null,null,null,null,null,null,null,null,null,{"$f":"CONCATENATE($A211,I19)","v":"SCOP: "}]
["Maximální proud pojistky (MFA): ",null,null,null,null,null,null,null,null,null,{"$f":"CONCATENATE($A212,P4)","v":"Maximální proud pojistky (MFA): 16A"}]
["Napájení systému: ",null,null,null,null,null,null,null,null,null,{"$f":"CONCATENATE($A213,C5)","v":"Napájení systému: 230V"}]
["Provozní rozsah - chlazení:",null,null,"-20~24",null,null,null,null,null,null,{"$f":"CONCATENATE($A214,K16)","v":"Provozní rozsah - chlazení:"}]
["Provozní rozsah - topení:",null,null,"-10~50",null,null,null,null,null,null,{"$f":"CONCATENATE($A215,K17)","v":"Provozní rozsah - topení:"}]
["Vhodné pro chladivo:",null,null,null,null,null,null,"Vhodné pro chladivo: R410a",null,null,{"$f":"CONCATENATE($A216,$C$3,$C216)","v":"Vhodné pro chladivo:R32"}]
["Množství chladiva ve venkovní jednotce: "]
["Rozměry jednotky (V x Š x H): ",null,null,null,null,null,null,"Rozměry jednotky (V x Š x H): 260 x 575 x 575 mm",null,null,{"$f":"CONCATENATE($A218,Q4,$C218)","v":"Rozměry jednotky (V x Š x H): 734x954x401 mm"}]
[null,null,null,null,null,null,null,"Rozměry dekoračního panelu (V x Š x H): 46 x 620 x 620 mm",null,null,{"$f":"CONCATENATE($A219,K202,$C219)","v":""}]
["Jednotková hmotnost: ",null,null,null,null,null,null,"Jednotková hmotnost: 18.5 kg",null,null,{"$f":"CONCATENATE($A220,R4)","v":"Jednotková hmotnost: 49 kg"}]
[null,null,null,null,null,null,null,"Hmotnost dekorativního panelu: 2.8 kg",null,null,{"$f":"CONCATENATE($A221,K202,$C221)","v":""}]
["Akustický výkon: ",null,{"$f":"J190","v":0},null,null,null,null,"Zvukový výkon: 60 dB(A) (po ISO 3744)",null,null,{"$f":"CONCATENATE($A222,V4)","v":"Akustický výkon: 63 (Chl) 62 (Top)"}]
["Akustický tlak: ",null,{"$f":"J191","v":0},null,null,null,null,null,null,null,{"$f":"CONCATENATE($A223,W4)","v":"Akustický tlak: 49 (Chl) 49 (Top)"}]
[]
[null,null,null,null,null,null,null,"** 1,5m od jednotky in 1,5m od podlahy",null,null,{"$f":"H225","v":"** 1,5m od jednotky in 1,5m od podlahy"}]
["Pruměr připojovacího potrubí: Cu ",null,null,null,null,null,null,"Pruměr připojovacího potrubí: Cu 6.35/12.70 mm",null,null,{"$f":"CONCATENATE($A226,S4)","v":"Pruměr připojovacího potrubí: Cu 6,35 x 12,7 mm"}]
[null,null,null,null,null,null,null,"Popis:",null,null,{"$f":"H227","v":"Popis:"}]
[null,null,null,null,null,null,null,"Výrobce: DAIKIN",null,null,{"$f":"H228","v":"Výrobce: DAIKIN"}]
["Tip: ",null,{"$f":"I176","v":0},null,null,null,null,"Tip: FXZQ50A",null,null,{"$f":"CONCATENATE($A229,I4)","v":"Tip: RXM50A"}]

{"sheet":"Kapacita","index":3,"n_rows":68,"n_cols":13,"rows_kept":68,"cut":false,"hidden":true,"merged":[]}
[null,"productFamily=",";","series=","outdoorUnit=","AttributeIds= Mode *","Peak/Integrated *"]
["RXYQ8U",1,1,536871373,536871610,1,2,3,6,8,"Heating","Integrated","VRV%20VRT"]
["RXYQ10U",1,1,536871373,536871611,1,2,3,6,8,"Heating","Integrated","VRV%20VRT"]
["RXYQ12U",1,1,536871373,536871612,1,2,3,6,8,"Heating","Integrated","VRV%20VRT"]
["RXYQ14U",1,1,536871373,536871613,1,2,3,6,8,"Heating","Integrated","VRV%20VRT"]
["RXYQ16U",1,1,536871373,536871614,1,2,3,6,8,"Heating","Integrated","VRV%20VRT"]
["RXYQ18U",1,1,536871373,536871616,1,2,3,6,8,"Heating","Integrated","VRV%20VRT"]
["RXYQ20U",1,1,536871373,536871618,1,2,3,6,8,"Heating","Integrated","VRV%20VRT"]
["RXYQ22U",1,1,536871373,536871621,1,2,3,6,8,"Heating","Integrated","VRV%20VRT"]
["RXYQ24U",1,1,536871373,536871625,1,2,3,6,8,"Heating","Integrated","VRV%20VRT"]
["RXYQ26U",1,1,536871373,536871628,1,2,3,6,8,"Heating","Integrated","VRV%20VRT"]
["RXYQ28U",1,1,536871373,536871632,1,2,3,6,8,"Heating","Integrated","VRV%20VRT"]
["RXYQ30U",1,1,536871373,536871639,1,2,3,6,8,"Heating","Integrated","VRV%20VRT"]
["RXYQ32U",1,1,536871373,536871646,1,2,3,6,8,"Heating","Integrated","VRV%20VRT"]
["RXYQ34U",1,1,536871373,536871653,1,2,3,6,8,"Heating","Integrated","VRV%20VRT"]
["RXYQ36U",1,1,536871373,536871660,1,2,3,6,8,"Heating","Integrated","VRV%20VRT"]
["RXYQ38U",1,1,536871373,536871671,1,2,3,6,8,"Heating","Integrated","VRV%20VRT"]
["RXYQ40U",1,1,536871373,536871675,1,2,3,6,8,"Heating","Integrated","VRV%20VRT"]
["RXYQ42U",1,1,536871373,536871685,1,2,3,6,8,"Heating","Integrated","VRV%20VRT"]
["RXYQ44U",1,1,536871373,536871695,1,2,3,6,8,"Heating","Integrated","VRV%20VRT"]
["RXYQ46U",1,1,536871373,536871704,1,2,3,6,8,"Heating","Integrated","VRV%20VRT"]
["RXYQ48U",1,1,536871373,536871711,1,2,3,6,8,"Heating","Integrated","VRV%20VRT"]
["RXYQ50U",1,1,536871373,536871717,1,2,3,6,8,"Heating","Integrated","VRV%20VRT"]
["RXYQ52U",1,1,536871373,536871721,1,2,3,6,8,"Heating","Integrated","VRV%20VRT"]
["RXYQ54U",1,1,536871373,536871724,1,2,3,6,8,"Heating","Integrated","VRV%20VRT"]
["RXYSQ8TY1",1,1,102,5550,1,2,3,6,8,"Heating","Integrated","VRV%20VRT"]
["RXYSQ10TY1",1,1,102,5551,1,2,3,6,8,"Heating","Integrated","VRV%20VRT"]
["RXYSQ12TY1",1,1,102,5552,1,2,3,6,8,"Heating","Integrated","VRV%20VRT"]
["RXYSQ4TY9",1,1,536871386,536872686,1,2,3,6,8,"Heating","Integrated","VRV%20VRT"]
["RXYSQ5TY9",1,1,536871386,536872687,1,2,3,6,8,"Heating","Integrated","VRV%20VRT"]
["RXYSQ6TY9",1,1,536871386,536872688,1,2,3,6,8,"Heating","Integrated","VRV%20VRT"]
["RYYQ8U",1,1,536871374,536871725,1,2,3,6,8,"Heating","Integrated","VRV%20VRT"]
["RYYQ10U",1,1,536871374,536871726,1,2,3,6,8,"Heating","Integrated","VRV%20VRT"]
["RYYQ12U",1,1,536871374,536871727,1,2,3,6,8,"Heating","Integrated","VRV%20VRT"]
["RYYQ14U",1,1,536871374,536871728,1,2,3,6,8,"Heating","Integrated","VRV%20VRT"]
["RYYQ16U",1,1,536871374,536871729,1,2,3,6,8,"Heating","Integrated","VRV%20VRT"]
["RYYQ18U",1,1,536871374,536871731,1,2,3,6,8,"Heating","Integrated","VRV%20VRT"]
["RYYQ20U",1,1,536871374,536871733,1,2,3,6,8,"Heating","Integrated","VRV%20VRT"]
["RYYQ22U",1,1,536871374,536871736,1,2,3,6,8,"Heating","Integrated","VRV%20VRT"]
["RYYQ24U",1,1,536871374,536871740,1,2,3,6,8,"Heating","Integrated","VRV%20VRT"]
["RYYQ26U",1,1,536871374,536871743,1,2,3,6,8,"Heating","Integrated","VRV%20VRT"]
["RYYQ28U",1,1,536871374,536871747,1,2,3,6,8,"Heating","Integrated","VRV%20VRT"]
["RYYQ30U",1,1,536871374,536871754,1,2,3,6,8,"Heating","Integrated","VRV%20VRT"]
["RYYQ32U",1,1,536871374,536871761,1,2,3,6,8,"Heating","Integrated","VRV%20VRT"]
["RYYQ34U",1,1,536871374,536871768,1,2,3,6,8,"Heating","Integrated","VRV%20VRT"]
["RYYQ36U",1,1,536871374,536871775,1,2,3,6,8,"Heating","Integrated","VRV%20VRT"]
["RYYQ38U",1,1,536871374,536871786,1,2,3,6,8,"Heating","Integrated","VRV%20VRT"]
["RYYQ40U",1,1,536871374,536871790,1,2,3,6,8,"Heating","Integrated","VRV%20VRT"]
["RYYQ42U",1,1,536871374,536871800,1,2,3,6,8,"Heating","Integrated","VRV%20VRT"]
["RYYQ44U",1,1,536871374,536871810,1,2,3,6,8,"Heating","Integrated","VRV%20VRT"]
["RYYQ46U",1,1,536871374,536871819,1,2,3,6,8,"Heating","Integrated","VRV%20VRT"]
["RYYQ48U",1,1,536871374,536871826,1,2,3,6,8,"Heating","Integrated","VRV%20VRT"]
["RYYQ50U",1,1,536871374,536871832,1,2,3,6,8,"Heating","Integrated","VRV%20VRT"]
["RYYQ52U",1,1,536871374,536871836,1,2,3,6,8,"Heating","Integrated","VRV%20VRT"]
["RYYQ54U",1,1,536871374,536871839,1,2,3,6,8,"Heating","Integrated","VRV%20VRT"]
["ERQ100AV1",11,17,90,5457,56,57,58,59,61,"Heating","Integrated","VRV%20VRT"]
["ERQ125AV1",11,17,90,5458,56,57,58,59,61,"Heating","Integrated","VRV%20VRT"]
["ERQ140AV1",11,17,90,5459,56,57,58,59,61,"Heating","Integrated","VRV%20VRT"]
["ERQ125AW1",11,17,91,5460,56,57,58,59,61,"Heating","Integrated","VRV%20VRT"]
["2MXM40A9",10,16,536871347,536873498,50,51,53,"Heating",20,20,22]
["2MXM50A9",10,16,536871347,536873499,50,51,53,"Heating",20,20,22]
["3MXM68A9",10,16,536871347,536872141,50,51,53,"Heating",20,20,22]
["4MXM68A9",10,16,536871347,536872142,50,51,53,"Heating",20,20,22]
["4MXM80A9",10,16,536871347,536872143,50,51,53,"Heating",20,20,22]
["5MXM90A9",10,16,536871347,536872144,50,51,53,"Heating",20,20,22]
["2MXM68A9",10,16,536871446,536873480,50,51,53,"Heating",20,20,22]
["3MXM40A9",10,16,536871454,536873494,50,51,53,"Heating",20,20,22]
["3MXM52A9",10,16,536871454,536873495,50,51,53,"Heating",20,20,22]

{"sheet":"-----------------","index":4,"n_rows":0,"n_cols":0,"rows_kept":0,"cut":false,"hidden":true,"merged":[]}

{"sheet":"Sheet3","index":5,"n_rows":3,"n_cols":4,"rows_kept":3,"cut":false,"hidden":true,"merged":[]}
[]
[null,null,null,"Jednotka (2)"]
[null,null,null,{"$f":"INDIRECT(\"'\"&D2&\"'!P177\")","v":{"$error":"#REF!"}}]

{"sheet":"data1","index":6,"n_rows":146,"n_cols":126,"rows_kept":146,"cut":false,"hidden":true,"merged":[]}
["a","a","a","a","a","a","a","a","a","a","a","a","a","a","a","a","a","a","a","a","a","a","a","a","a","a","a","a","a","a","a","a","a","a","a","a","a","a","a","a","a","a","a","a","a","a","a","a","a","a","a","a","a","a","a","a","a","a","a","a","a","a","a","a","a","a","a","a","a","a","a","a","a","a","a","a","a","a","a","a","a","a","a","a","a","a","a","a"]
[2,"Pi chlazeni"]
[3,null,null,"FCAG71B","FAA71B","FVA71A","FHA71A9","FUA71A","FBA71A9","FCAG35B 2x","FHA35A9 2x","FFA35A9 2x","FDXM35F9 2x","FBA35A9 2x","FNA35A9 2x","FCAG100B","FAA100B","FVA100A","FHA100A","FUA100A","FBA100A","FCAG50B 2x","FHA50A9 2x","FFA50A9 2x","FDXM50F9 2x","FBA50A9 2x","FNA50A9 2x","FCAG35B 3x","FHA35A9 3x","FFA35A9 3x","FDXM35F9 3x","FBA35A9 3x","FNA35A9 3x","FCAG125B","FDA125A","FVA125A","FHA125A","FUA125A","FBA125A","FCAG60B 2x","FHA60A9 2x","FFA60A9 2x","FDXM60F9 2x","FBA60A9 2x","FNA60A9 2x","FCAG50B 3x","FHA50A9 3x","FFA50A9 3x","FDXM50F9 3x","FBA50A9 3x","FNA50A9 3x","FCAG35b 4x","FHA35A9 4x","FFA35A9 4x","FDXM35F9 4x","FBA35A9 4x","FNA35A9 4x","FCAG140B","FVA140A","FHA140A","FBA140A","FCAG71B 2x","FAA71B 2x","FHA71A9 2x","FUA71A 2x","FBA71A9 2x","FVA71A 2x","FDXM35F9","FDXM50F9","FDXM60F9","FBA35A9","FBA50A9","FBA60A9","FFA35A9","FFA50A9","FFA60A9","FCAG35B","FCAG50B","FCAG60B","FNA35A9","FNA50A9","FNA60A9","FTXM35A","FTXM50A","FTXM60A","FHA35A9","FHA50A9","FHA60A9","FDA200A","FCAG100B 2x","FBA100A 2x","FHA100A 2x","FVA100A 2x","FUA100A 2x","FAA100B 2x","FCAG60B 3x","FCAG71B 3x","FBA60A9 3x","FBA71A9 3x","FHA60A9 3x","FHA71A9 3x","FFA60A9 3x","FDXM60F9 3x","FNA60A9 3x","FVA71A 3x","FUA71A 3x","FAA71B 3x","FCAG50B 4x","FBA50A9 4x","FHA50A9 4x","FFA50A9 4x","FDXM50F9 4x","FNA50A9 4x","FDA250A","FCAG125B 2x","FBA125A 2x","FHA125A 2x","FVA125A 2x","FUA125A 2x","FDA125A 2x","FCAG60B 4x","FBA60A9 4x","FHA60A9 4x","FFA60A9 4x","FDXM60F9 4x","FNA60A9 4x"]
[4,"RZAG71","Pi cooling",1.92,2.08,2.08,1.81,1.77,1.86,1.47,1.33,1.63,1.73,1.62,1.73,"x","x","x","x","x","x","x","x","x","x","x","x","x","x","x","x","x","x","x","x","x","x","x","x","x","x","x","x","x","x","x","x","x","x","x","x","x","x","x","x","x","x","x","x","x","x","x","x","x","x","x","x","x","x","x","x","x","x","x","x","x","x","x","x","x","x","x","x","x","x","x","x","x","x","x","x","x","x","x","x","x","x","x","x","x","x","x","x","x","x","x","x","x","x","x","x","x","x","x","x","x","x","x","x","x","x","x","x","x","x","x"]
[5,"RZASG71","Pi cooling",2.17,2,2.0099999999999998,1.78,1.77,1.89,1.81,1.47,2.08,1.77,1.78,1.77,"x","x","x","x","x","x","x","x","x","x","x","x","x","x","x","x","x","x","x","x","x","x","x","x","x","x","x","x","x","x","x","x","x","x","x","x","x","x","x","x","x","x","x","x","x","x","x","x","x","x","x","x","x","x","x","x","x","x","x","x","x","x","x","x","x","x","x","x","x","x","x","x","x","x","x","x","x","x","x","x","x","x","x","x","x","x","x","x","x","x","x","x","x","x","x","x","x","x","x","x","x","x","x","x","x","x","x","x","x","x","x"]
[6,"AZAS71","Pi cooling",2.17,2,"x","x","x",1.89,"x","x","x","x","x","x","x","x","x","x","x","x","x","x","x","x","x","x","x","x","x","x","x","x","x","x","x","x","x","x","x","x","x","x","x","x","x","x","x","x","x","x","x","x","x","x","x","x","x","x","x","x","x","x","x","x","x","x","x","x","x","x","x","x","x","x","x","x","x","x","x","x","x","x","x","x","x","x","x","x","x","x","x","x","x","x","x","x","x","x","x","x","x","x","x","x","x","x","x","x","x","x","x","x","x","x","x","x","x","x","x","x","x","x","x","x","x"]
[7,"RZAG100","Pi cooling","x","x","x","x","x","x","x","x","x","x","x","x",2.15,2.14,2.2400000000000002,1.95,2.2400000000000002,2.2599999999999998,1.94,1.95,2.5,1.89,1.98,1.89,1.74,1.44,2.02,1.99,2.21,1.99,"x","x","x","x","x","x","x","x","x","x","x","x","x","x","x","x","x","x","x","x","x","x","x","x","x","x","x","x","x","x","x","x","x","x","x","x","x","x","x","x","x","x","x","x","x","x","x","x","x","x","x","x","x","x","x","x","x","x","x","x","x","x","x","x","x","x","x","x","x","x","x","x","x","x","x","x","x","x","x","x","x","x","x","x","x","x","x","x","x","x","x","x","x"]
[8,"RZASG100","Pi cooling","x","x","x","x","x","x","x","x","x","x","x","x",2.92,3.52,2.97,2.97,2.97,2.97,2.57,2.97,3.39,2.44,"x",2.44,2.3199999999999998,2.16,2.71,2.57,"x",2.57,"x","x","x","x","x","x","x","x","x","x","x","x","x","x","x","x","x","x","x","x","x","x","x","x","x","x","x","x","x","x","x","x","x","x","x","x","x","x","x","x","x","x","x","x","x","x","x","x","x","x","x","x","x","x","x","x","x","x","x","x","x","x","x","x","x","x","x","x","x","x","x","x","x","x","x","x","x","x","x","x","x","x","x","x","x","x","x","x","x","x","x","x","x"]
[9,"AZAS100","Pi cooling","x","x","x","x","x","x","x","x","x","x","x","x",2.92,3.52,"x","x","x",2.97,"x","x","x","x","x","x","x","x","x","x","x","x","x","x","x","x","x","x","x","x","x","x","x","x","x","x","x","x","x","x","x","x","x","x","x","x","x","x","x","x","x","x","x","x","x","x","x","x","x","x","x","x","x","x","x","x","x","x","x","x","x","x","x","x","x","x","x","x","x","x","x","x","x","x","x","x","x","x","x","x","x","x","x","x","x","x","x","x","x","x","x","x","x","x","x","x","x","x","x","x","x","x","x","x","x"]
[10,"RZAG125","Pi cooling","x","x","x","x","x","x","x","x","x","x","x","x","x","x","x","x","x","x","x","x","x","x","x","x","x","x","x","x","x","x",3.17,3.17,3.72,2.94,3.98,3.64,2.57,2.78,3.09,4.42,3.21,2.4700000000000002,2.25,2.69,2.78,2.09,3.1,2.09,2.06,2.0499999999999998,2.4300000000000002,2.36,2.93,2.34,"x","x","x","x","x","x","x","x","x","x","x","x","x","x","x","x","x","x","x","x","x","x","x","x","x","x","x","x","x","x","x","x","x","x","x","x","x","x","x","x","x","x","x","x","x","x","x","x","x","x","x","x","x","x","x","x","x","x","x","x","x","x","x","x","x","x","x","x","x"]
[11,"RZASG125","Pi cooling","x","x","x","x","x","x","x","x","x","x","x","x","x","x","x","x","x","x","x","x","x","x","x","x","x","x","x","x","x","x",4.95,4.7300000000000004,5.1100000000000003,4.79,5.37,4.84,4.1500000000000004,6.21,6.01,3.87,4.28,3.87,3.74,4.42,4.6500000000000004,3.37,4.08,3.37,3.34,2.89,4,3.8,3.83,3.8,"x","x","x","x","x","x","x","x","x","x","x","x","x","x","x","x","x","x","x","x","x","x","x","x","x","x","x","x","x","x","x","x","x","x","x","x","x","x","x","x","x","x","x","x","x","x","x","x","x","x","x","x","x","x","x","x","x","x","x","x","x","x","x","x","x","x","x","x","x"]
[12,"AZAS125","Pi cooling","x","x","x","x","x","x","x","x","x","x","x","x","x","x","x","x","x","x","x","x","x","x","x","x","x","x","x","x","x","x",5.28,"x","x","x","x",5.26,"x","x","x","x","x","x","x","x","x","x","x","x","x","x","x","x","x","x","x","x","x","x","x","x","x","x","x","x","x","x","x","x","x","x","x","x","x","x","x","x","x","x","x","x","x","x","x","x","x","x","x","x","x","x","x","x","x","x","x","x","x","x","x","x","x","x","x","x","x","x","x","x","x","x","x","x","x","x","x","x","x","x","x","x","x","x","x"]
[13,"RZAG140","Pi cooling","x","x","x","x","x","x","x","x","x","x","x","x","x","x","x","x","x","x","x","x","x","x","x","x","x","x","x","x","x","x","x","x","x","x","x","x","x","x","x","x","x","x",3.1,3.85,3.93,2.95,3.59,2.95,2.82,2.86,3.34,3.34,3.35,3.34,4.21,4.6100000000000003,4.49,4.3,3.53,3.77,3.64,3.3,3.49,4.13,"x","x","x","x","x","x","x","x","x","x","x","x","x","x","x","x","x","x","x","x","x","x","x","x","x","x","x","x","x","x","x","x","x","x","x","x","x","x","x","x","x","x","x","x","x","x","x","x","x","x","x","x","x","x","x","x","x","x","x"]
[14,"RZASG140","Pi cooling","x","x","x","x","x","x","x","x","x","x","x","x","x","x","x","x","x","x","x","x","x","x","x","x","x","x","x","x","x","x","x","x","x","x","x","x","x","x","x","x","x","x",3.39,4.1399999999999997,4.32,2.86,3.91,2.86,3.5,3.06,3.66,3.65,3.51,3.65,4.88,5.12,4.84,4.76,3.87,4.41,3.91,3.62,3.82,4.5199999999999996,"x","x","x","x","x","x","x","x","x","x","x","x","x","x","x","x","x","x","x","x","x","x","x","x","x","x","x","x","x","x","x","x","x","x","x","x","x","x","x","x","x","x","x","x","x","x","x","x","x","x","x","x","x","x","x","x","x","x","x"]
[15,"AZAS140","Pi cooling","x","x","x","x","x","x","x","x","x","x","x","x","x","x","x","x","x","x","x","x","x","x","x","x","x","x","x","x","x","x","x","x","x","x","x","x","x","x","x","x","x","x","x","x","x","x","x","x","x","x","x","x","x","x",4.47,"x","x",4.45,"x","x","x","x","x","x","x","x","x","x","x","x","x","x","x","x","x","x","x","x","x","x","x","x","x","x","x","x","x","x","x","x","x","x","x","x","x","x","x","x","x","x","x","x","x","x","x","x","x","x","x","x","x","x","x","x","x","x","x","x","x","x","x","x","x"]
[16,"RZAG35","Pi cooling","x","x","x","x","x","x","x","x","x","x","x","x","x","x","x","x","x","x","x","x","x","x","x","x","x","x","x","x","x","x","x","x","x","x","x","x","x","x","x","x","x","x","x","x","x","x","x","x","x","x","x","x","x","x","x","x","x","x","x","x","x","x","x","x",0.9,"x","x",0.87,"x","x",0.88,"x","x",0.8,"x","x",0.9,"x","x",0.81,"x","x",0.76,"x","x","x","x","x","x","x","x","x","x","x","x","x","x","x","x","x","x","x","x","x","x","x","x","x","x","x","x","x","x","x","x","x","x","x","x","x","x","x","x"]
[17,"RZAG50","Pi cooling","x","x","x","x","x","x","x","x","x","x","x","x","x","x","x","x","x","x","x","x","x","x","x","x","x","x","x","x","x","x","x","x","x","x","x","x","x","x","x","x","x","x","x","x","x","x","x","x","x","x","x","x","x","x","x","x","x","x","x","x","x","x","x","x","x",1.32,"x","x",1.25,"x","x",1.47,"x","x",1.28,"x","x",1.32,"x","x",1.25,"x","x",1.22,"x","x","x","x","x","x","x","x","x","x","x","x","x","x","x","x","x","x","x","x","x","x","x","x","x","x","x","x","x","x","x","x","x","x","x","x","x","x","x"]
[18,"RZAG60","Pi cooling","x","x","x","x","x","x","x","x","x","x","x","x","x","x","x","x","x","x","x","x","x","x","x","x","x","x","x","x","x","x","x","x","x","x","x","x","x","x","x","x","x","x","x","x","x","x","x","x","x","x","x","x","x","x","x","x","x","x","x","x","x","x","x","x","x","x",1.76,"x","x",1.48,"x","x",1.86,"x","x",1.76,"x","x",1.76,"x","x",1.71,"x","x",1.54,"x","x","x","x","x","x","x","x","x","x","x","x","x","x","x","x","x","x","x","x","x","x","x","x","x","x","x","x","x","x","x","x","x","x","x","x","x","x"]
[19,"RZA200","Pi cooling","x","x","x","x","x","x","x","x","x","x","x","x","x","x","x","x","x","x","x","x","x","x","x","x","x","x","x","x","x","x","x","x","x","x","x","x","x","x","x","x","x","x","x","x","x","x","x","x","x","x","x","x","x","x","x","x","x","x","x","x","x","x","x","x","x","x","x","x","x","x","x","x","x","x","x","x","x","x","x","x","x","x","x","x","x",{"$f":"7.06","v":7.06},5.87,7.51,5.94,5.82,5.81,7.11,5.58,7.39,7.45,5.35,5.97,5.3,8.08,5.2,5.22,6.31,5.31,6.25,5.96,6.15,5.95,6.59,4.76,4.79,"x","x","x","x","x","x","x","x","x","x","x","x","x"]
[20,"RZA250","Pi cooling","x","x","x","x","x","x","x","x","x","x","x","x","x","x","x","x","x","x","x","x","x","x","x","x","x","x","x","x","x","x","x","x","x","x","x","x","x","x","x","x","x","x","x","x","x","x","x","x","x","x","x","x","x","x","x","x","x","x","x","x","x","x","x","x","x","x","x","x","x","x","x","x","x","x","x","x","x","x","x","x","x","x","x","x","x","x","x","x","x","x","x","x","x","x","x","x","x","x","x","x","x","x","x","x","x","x","x","x","x","x",8.76,7.75,8.07,7.6,8.1,8.09,7.44,6.92,6.92,6.83,8.44,5.93,6.02]
[21]
[22,"Pi topeni"]
[23,null,null,"FCAG71B","FAA71B","FVA71A","FHA71A9","FUA71A","FBA71A9","FCAG35B 2x","FHA35A9 2x","FFA35A9 2x","FDXM35F9 2x","FBA35A9 2x","FNA35A9 2x","FCAG100B","FAA100B","FVA100A","FHA100A","FUA100A","FBA100A","FCAG50B 2x","FHA50A9 2x","FFA50A9 2x","FDXM50F9 2x","FBA50A9 2x","FNA50A9 2x","FCAG35B 3x","FHA35A9 3x","FFA35A9 3x","FDXM35F9 3x","FBA35A9 3x","FNA35A9 3x","FCAG125B","FDA125A","FVA125A","FHA125A","FUA125A","FBA125A","FCAG60B 2x","FHA60A9 2x","FFA60A9 2x","FDXM60F9 2x","FBA60A9 2x","FNA60A9 2x","FCAG50B 3x","FHA50A9 3x","FFA50A9 3x","FDXM50F9 3x","FBA50A9 3x","FNA50A9 3x","FCAG35b 4x","FHA35A9 4x","FFA35A9 4x","FDXM35F9 4x","FBA35A9 4x","FNA35A9 4x","FCAG140B","FVA140A","FHA140A","FBA140A","FCAG71B 2x","FAA71B 2x","FHA71A9 2x","FUA71A 2x","FBA71A9 2x","FVA71A 2x","FDXM35F9","FDXM50F9","FDXM60F9","FBA35A9","FBA50A9","FBA60A9","FFA35A9","FFA50A9","FFA60A9","FCAG35B","FCAG50B","FCAG60B","FNA35A9","FNA50A9","FNA60A9","FTXM35A","FTXM50A","FTXM60A","FHA35A9","FHA50A9","FHA60A9","FDA200A","FCAG100B 2x","FBA100A 2x",{"$f":"CN3","v":"FHA100A 2x"},{"$f":"CO3","v":"FVA100A 2x"},{"$f":"CP3","v":"FUA100A 2x"},"FAA100B 2x","FCAG60B 3x","FCAG71B 3x","FBA60A9 3x","FBA71A9 3x","FHA60A9 3x","FHA71A9 3x","FFA60A9 3x",{"$f":"CY3","v":"FDXM60F9 3x"},{"$f":"CZ3","v":"FNA60A9 3x"},{"$f":"DA3","v":"FVA71A 3x"},{"$f":"DB3","v":"FUA71A 3x"},{"$f":"DC3","v":"FAA71B 3x"},{"$f":"DD3","v":"FCAG50B 4x"},"FBA50A9 4x","FHA50A9 4x","FFA50A9 4x","FDXM50F9 4x","FNA50A9 4x","FDA250A","FCAG125B 2x","FBA125A 2x","FHA125A 2x","FVA125A 2x","FUA125A 2x","FDA125A 2x","FCAG60B 4x","FBA60A9 4x","FHA60A9 4x","FFA60A9 4x","FDXM60F9 4x","FNA60A9 4x"]
[24,"RZAG71","Pi heating",2.02,2.19,2.21,1.9,1.73,2.1,1.53,1.62,1.74,2.17,1.82,2.17,"x","x","x","x","x","x","x","x","x","x","x","x","x","x","x","x","x","x","x","x","x","x","x","x","x","x","x","x","x","x","x","x","x","x","x","x","x","x","x","x","x","x","x","x","x","x","x","x","x","x","x","x","x","x","x","x","x","x","x","x","x","x","x","x","x","x","x","x","x","x","x","x","x","x","x","x","x","x","x","x","x","x","x","x","x","x","x","x","x","x","x","x","x","x","x","x","x","x","x","x","x","x","x","x","x","x","x","x","x","x","x"]
[25,"RZASG71","Pi heating",2.38,2.09,2.25,2,1.85,2.09,1.89,1.55,2.8,2.02,1.62,2.02,"x","x","x","x","x","x","x","x","x","x","x","x","x","x","x","x","x","x","x","x","x","x","x","x","x","x","x","x","x","x","x","x","x","x","x","x","x","x","x","x","x","x","x","x","x","x","x","x","x","x","x","x","x","x","x","x","x","x","x","x","x","x","x","x","x","x","x","x","x","x","x","x","x","x","x","x","x","x","x","x","x","x","x","x","x","x","x","x","x","x","x","x","x","x","x","x","x","x","x","x","x","x","x","x","x","x","x","x","x","x","x"]
[26,"AZAS71","Pi heating",2.38,2.09,"x","x","x",2.09,"x","x","x","x","x","x","x","x","x","x","x","x","x","x","x","x","x","x","x","x","x","x","x","x","x","x","x","x","x","x","x","x","x","x","x","x","x","x","x","x","x","x","x","x","x","x","x","x","x","x","x","x","x","x","x","x","x","x","x","x","x","x","x","x","x","x","x","x","x","x","x","x","x","x","x","x","x","x","x","x","x","x","x","x","x","x","x","x","x","x","x","x","x","x","x","x","x","x","x","x","x","x","x","x","x","x","x","x","x","x","x","x","x","x","x","x","x"]
[27,"RZAG100","Pi heating","x","x","x","x","x","x","x","x","x","x","x","x",2.72,3.45,2.88,2.58,2.62,2.78,2.04,2.5499999999999998,3.16,2.4700000000000002,2.68,2.4700000000000002,2.0699999999999998,2.06,3.14,2.85,2.23,2.85,"x","x","x","x","x","x","x","x","x","x","x","x","x","x","x","x","x","x","x","x","x","x","x","x","x","x","x","x","x","x","x","x","x","x","x","x","x","x","x","x","x","x","x","x","x","x","x","x","x","x","x","x","x","x","x","x","x","x","x","x","x","x","x","x","x","x","x","x","x","x","x","x","x","x","x","x","x","x","x","x","x","x","x","x","x","x","x","x","x","x","x","x","x"]
[28,"RZASG100","Pi heating","x","x","x","x","x","x","x","x","x","x","x","x",3.45,3.98,3.47,3.43,3.2,3.32,3.33,3.26,3.89,2.96,"x",2.96,2.2999999999999998,2.66,3.87,3.13,"x",3.13,"x","x","x","x","x","x","x","x","x","x","x","x","x","x","x","x","x","x","x","x","x","x","x","x","x","x","x","x","x","x","x","x","x","x","x","x","x","x","x","x","x","x","x","x","x","x","x","x","x","x","x","x","x","x","x","x","x","x","x","x","x","x","x","x","x","x","x","x","x","x","x","x","x","x","x","x","x","x","x","x","x","x","x","x","x","x","x","x","x","x","x","x","x"]
[29,"AZAS100","Pi heating","x","x","x","x","x","x","x","x","x","x","x","x",3.45,3.98,"x","x","x",3.32,"x","x","x","x","x","x","x","x","x","x","x","x","x","x","x","x","x","x","x","x","x","x","x","x","x","x","x","x","x","x","x","x","x","x","x","x","x","x","x","x","x","x","x","x","x","x","x","x","x","x","x","x","x","x","x","x","x","x","x","x","x","x","x","x","x","x","x","x","x","x","x","x","x","x","x","x","x","x","x","x","x","x","x","x","x","x","x","x","x","x","x","x","x","x","x","x","x","x","x","x","x","x","x","x","x"]
[30,"RZAG125","Pi heating","x","x","x","x","x","x","x","x","x","x","x","x","x","x","x","x","x","x","x","x","x","x","x","x","x","x","x","x","x","x",5.83,3.61,4.63,4.21,4.24,3.75,3.42,4.3099999999999996,3.63,3.63,3.32,3.63,2.48,3.28,3.26,2.92,3.13,2.92,2.59,2.86,3.5,3.44,2.87,3.44,"x","x","x","x","x","x","x","x","x","x","x","x","x","x","x","x","x","x","x","x","x","x","x","x","x","x","x","x","x","x","x","x","x","x","x","x","x","x","x","x","x","x","x","x","x","x","x","x","x","x","x","x","x","x","x","x","x","x","x","x","x","x","x","x","x","x","x","x","x"]
[31,"RZASG125","Pi heating","x","x","x","x","x","x","x","x","x","x","x","x","x","x","x","x","x","x","x","x","x","x","x","x","x","x","x","x","x","x",3.44,3.18,3.6,3.35,3.24,3.23,3.29,3.23,3.39,3.29,3.15,3.29,2.94,2.94,3.18,2.92,3.08,2.92,2.63,2.75,3.33,3.2,2.8,3.2,"x","x","x","x","x","x","x","x","x","x","x","x","x","x","x","x","x","x","x","x","x","x","x","x","x","x","x","x","x","x","x","x","x","x","x","x","x","x","x","x","x","x","x","x","x","x","x","x","x","x","x","x","x","x","x","x","x","x","x","x","x","x","x","x","x","x","x","x","x"]
[32,"AZAS125","Pi heating","x","x","x","x","x","x","x","x","x","x","x","x","x","x","x","x","x","x","x","x","x","x","x","x","x","x","x","x","x","x",3.44,"x","x","x","x",3.23,"x","x","x","x","x","x","x","x","x","x","x","x","x","x","x","x","x","x","x","x","x","x","x","x","x","x","x","x","x","x","x","x","x","x","x","x","x","x","x","x","x","x","x","x","x","x","x","x","x","x","x","x","x","x","x","x","x","x","x","x","x","x","x","x","x","x","x","x","x","x","x","x","x","x","x","x","x","x","x","x","x","x","x","x","x","x","x"]
[33,"RZAG140","Pi heating","x","x","x","x","x","x","x","x","x","x","x","x","x","x","x","x","x","x","x","x","x","x","x","x","x","x","x","x","x","x","x","x","x","x","x","x","x","x","x","x","x","x",4.46,2.9,5.18,3.96,4.29,3.96,5.84,3.31,5.6,4.67,3.81,4.67,5.83,5.56,3.46,5.04,4.79,3.05,3.1,2.9,4.82,5.24,"x","x","x","x","x","x","x","x","x","x","x","x","x","x","x","x","x","x","x","x","x","x","x","x","x","x","x","x","x","x","x","x","x","x","x","x","x","x","x","x","x","x","x","x","x","x","x","x","x","x","x","x","x","x","x","x","x","x","x"]
[34,"RZASG140","Pi heating","x","x","x","x","x","x","x","x","x","x","x","x","x","x","x","x","x","x","x","x","x","x","x","x","x","x","x","x","x","x","x","x","x","x","x","x","x","x","x","x","x","x",4.34,4.21,5.15,4.12,4.43,4.12,3.97,3.58,5.62,4.93,4.03,4.93,5.01,5.43,5.59,5.13,4.72,4.8499999999999996,4.58,4.22,5.01,5.21,"x","x","x","x","x","x","x","x","x","x","x","x","x","x","x","x","x","x","x","x","x","x","x","x","x","x","x","x","x","x","x","x","x","x","x","x","x","x","x","x","x","x","x","x","x","x","x","x","x","x","x","x","x","x","x","x","x","x","x"]
[35,"AZAS140","Pi heating","x","x","x","x","x","x","x","x","x","x","x","x","x","x","x","x","x","x","x","x","x","x","x","x","x","x","x","x","x","x","x","x","x","x","x","x","x","x","x","x","x","x","x","x","x","x","x","x","x","x","x","x","x","x",5.01,"x","x",5.13,"x","x","x","x","x","x","x","x","x","x","x","x","x","x","x","x","x","x","x","x","x","x","x","x","x","x","x","x","x","x","x","x","x","x","x","x","x","x","x","x","x","x","x","x","x","x","x","x","x","x","x","x","x","x","x","x","x","x","x","x","x","x","x","x","x"]
[36,"RZAG35","Pi heating","x","x","x","x","x","x","x","x","x","x","x","x","x","x","x","x","x","x","x","x","x","x","x","x","x","x","x","x","x","x","x","x","x","x","x","x","x","x","x","x","x","x","x","x","x","x","x","x","x","x","x","x","x","x","x","x","x","x","x","x","x","x","x","x",1.1399999999999999,"x","x",0.91,"x","x",1.08,"x","x",0.93,"x","x",1.1399999999999999,"x","x",1.04,"x","x",0.98,"x","x","x","x","x","x","x","x","x","x","x","x","x","x","x","x","x","x","x","x","x","x","x","x","x","x","x","x","x","x","x","x","x","x","x","x","x","x","x","x"]
[37,"RZAG50","Pi heating","x","x","x","x","x","x","x","x","x","x","x","x","x","x","x","x","x","x","x","x","x","x","x","x","x","x","x","x","x","x","x","x","x","x","x","x","x","x","x","x","x","x","x","x","x","x","x","x","x","x","x","x","x","x","x","x","x","x","x","x","x","x","x","x","x",1.47,"x","x",1.58,"x","x",1.87,"x","x",1.56,"x","x",1.47,"x","x",1.5,"x","x",1.56,"x","x","x","x","x","x","x","x","x","x","x","x","x","x","x","x","x","x","x","x","x","x","x","x","x","x","x","x","x","x","x","x","x","x","x","x","x","x","x"]
[38,"RZAG60","Pi heating","x","x","x","x","x","x","x","x","x","x","x","x","x","x","x","x","x","x","x","x","x","x","x","x","x","x","x","x","x","x","x","x","x","x","x","x","x","x","x","x","x","x","x","x","x","x","x","x","x","x","x","x","x","x","x","x","x","x","x","x","x","x","x","x","x","x",2.12,"x","x",2.06,"x","x",2.41,"x","x",2.06,"x","x",2.12,"x","x",1.94,"x","x",2.06,"x","x","x","x","x","x","x","x","x","x","x","x","x","x","x","x","x","x","x","x","x","x","x","x","x","x","x","x","x","x","x","x","x","x","x","x","x","x"]
[39,"RZA200","Pi heating","x","x","x","x","x","x","x","x","x","x","x","x","x","x","x","x","x","x","x","x","x","x","x","x","x","x","x","x","x","x","x","x","x","x","x","x","x","x","x","x","x","x","x","x","x","x","x","x","x","x","x","x","x","x","x","x","x","x","x","x","x","x","x","x","x","x","x","x","x","x","x","x","x","x","x","x","x","x","x","x","x","x","x","x","x",{"$f":"6.93","v":6.93},6.52,6.49,6.63,6.74,6.19,7.77,7.16,6.37,6.43,6.57,7.13,6.41,7.69,6.83,6.73,7.1,6.05,6.73,6.4,6.2,6.34,7.54,5.94,5.83,"x","x","x","x","x","x","x","x","x","x","x","x","x"]
[40,"RZA250","Pi heating","x","x","x","x","x","x","x","x","x","x","x","x","x","x","x","x","x","x","x","x","x","x","x","x","x","x","x","x","x","x","x","x","x","x","x","x","x","x","x","x","x","x","x","x","x","x","x","x","x","x","x","x","x","x","x","x","x","x","x","x","x","x","x","x","x","x","x","x","x","x","x","x","x","x","x","x","x","x","x","x","x","x","x","x","x","x","x","x","x","x","x","x","x","x","x","x","x","x","x","x","x","x","x","x","x","x","x","x","x","x",7.69,7.56,7.52,7.41,7.52,6.9,6.94,6.43,6.43,7.33,7.53,6.83,6.75]
[41,"refnety"]
[42,null,null,"FCAG71B","FAA71B","FVA71A","FHA71A9","FUA71A","FBA71A9","FCAG35B 2x","FHA35A9 2x","FFA35A9 2x","FDXM35F9 2x","FBA35A9 2x","FNA35A9 2x","FCAG100B","FAA100B","FVA100A","FHA100A","FUA100A","FBA100A","FCAG50B 2x","FHA50A9 2x","FFA50A9 2x","FDXM50F9 2x","FBA50A9 2x","FNA50A9 2x","FCAG35B 3x","FHA35A9 3x","FFA35A9 3x","FDXM35F9 3x","FBA35A9 3x","FNA35A9 3x","FCAG125B","FDA125A","FVA125A","FHA125A","FUA125A","FBA125A","FCAG60B 2x","FHA60A9 2x","FFA60A9 2x","FDXM60F9 2x","FBA60A9 2x","FNA60A9 2x","FCAG50B 3x","FHA50A9 3x","FFA50A9 3x","FDXM50F9 3x","FBA50A9 3x","FNA50A9 3x","FCAG35b 4x","FHA35A9 4x","FFA35A9 4x","FDXM35F9 4x","FBA35A9 4x","FNA35A9 4x","FCAG140B","FVA140A","FHA140A","FBA140A","FCAG71B 2x","FAA71B 2x","FHA71A9 2x","FUA71A 2x","FBA71A9 2x","FVA71A 2x","FDXM35F9","FDXM50F9","FDXM60F9","FBA35A9","FBA50A9","FBA60A9","FFA35A9","FFA50A9","FFA60A9","FCAG35B","FCAG50B","FCAG60B","FNA35A9","FNA50A9","FNA60A9","FTXM35A","FTXM50A","FTXM60A","FHA35A9","FHA50A9","FHA60A9","FDA200A",{"$f":"CL3","v":"FCAG100B 2x"},{"$f":"CM3","v":"FBA100A 2x"},{"$f":"CN3","v":"FHA100A 2x"},"FVA100A 2x","FUA100A 2x","FAA100B 2x","FCAG60B 3x","FCAG71B 3x","FBA60A9 3x","FBA71A9 3x","FHA60A9 3x","FHA71A9 3x","FFA60A9 3x","FDXM60F9 3x","FNA60A9 3x","FVA71A 3x","FUA71A 3x","FAA71B 3x","FCAG50B 4x","FBA50A9 4x","FHA50A9 4x","FFA50A9 4x","FDXM50F9 4x","FNA50A9 4x","FDA250A","FCAG125B 2x","FBA125A 2x","FHA125A 2x","FVA125A 2x","FUA125A 2x","FDA125A 2x","FCAG60B 4x","FBA60A9 4x","FHA60A9 4x","FFA60A9 4x","FDXM60F9 4x","FNA60A9 4x"]
[43,"RZAG71",null," "," "," "," "," "," ","KHRQ58T","KHRQ58T","KHRQ58T","KHRQ58T","KHRQ58T","KHRQ58T"," "," "," "," "," "," "," "," "," "," "," "," "," "," "," "," "," "," "," "," "," "," "," "," "," "," "," "," "," "," "," "," "," "," "," "," "," "," "," "," "," "," "," "," "," "," "," "," "," "," "," "," "," "," "," "," "," "," "," "," "," "," "," "," "," "," "," "," "," "," "," "," "," "]
[44,"RZASG71",null," "," "," "," "," "," ","KHRQ58T","KHRQ58T","KHRQ58T","KHRQ58T","KHRQ58T","KHRQ58T"," "," "," "," "," "," "," "," "," "," "," "," "," "," "," "," "," "," "," "," "," "," "," "," "," "," "," "," "," "," "," "," "," "," "," "," "," "," "," "," "," "," "," "," "," "," "," "," "," "," "," "," "," "," "," "," "," "," "," "," "," "," "," "," "," "," "," "," "," "," "," "," "," "]
[45,"AZAS71",null," "," "," "," "," "," "," "," "," "," "," "," "," "," "," "," "," "," "," "," "," "," "," "," "," "," "," "," "," "," "," "," "," "," "," "," "," "," "," "," "," "," "," "," "," "," "," "," "," "," "," "," "," "," "," "," "," "," "," "," "," "," "," "," "," "," "," "," "," "," "," "," "," "," "," "," "," "," "," "," "," "," "," "," "," "]
[46,"RZAG100",null," "," "," "," "," "," "," "," "," "," "," "," "," "," "," "," "," "," ","KHRQ58T","KHRQ58T","KHRQ58T","KHRQ58T","KHRQ58T","KHRQ58T","KHRQ58H","KHRQ58H","KHRQ58H","KHRQ58H","KHRQ58H","KHRQ58H"," "," "," "," "," "," "," "," "," "," "," "," "," "," "," "," "," "," "," "," "," "," "," "," "," "," "," "," "," "," "," "," "," "," "," "," "," "," "," "," "," "," "," "," "," "," "," "," "," "," "," "," "," "," "," "]
[47,"RZASG100",null," "," "," "," "," "," "," "," "," "," "," "," "," "," "," "," "," "," ","KHRQ58T","KHRQ58T","KHRQ58T","KHRQ58T","KHRQ58T","KHRQ58T","KHRQ58H","KHRQ58H","KHRQ58H","KHRQ58H","KHRQ58H","KHRQ58H"," "," "," "," "," "," "," "," "," "," "," "," "," "," "," "," "," "," "," "," "," "," "," "," "," "," "," "," "," "," "," "," "," "," "," "," "," "," "," "," "," "," "," "," "," "," "," "," "," "," "," "," "," "," "," "]
[48,"AZAS100",null," "," "," "," "," "," "," "," "," "," "," "," "," "," "," "," "," "," "," "," "," "," "," "," "," "," "," "," "," "," "," "," "," "," "," "," "," "," "," "," "," "," "," "," "," "," "," "," "," "," "," "," "," "," "," "," "," "," "," "," "," "," "," "," "," "," "," "," "," "," "," "," "," "," "," "," "," "," "," "," "," "," "," "," "," "]
[49,"RZAG125",null," "," "," "," "," "," "," "," "," "," "," "," "," "," "," "," "," "," "," "," "," "," "," "," "," "," "," "," "," "," "," "," "," "," "," "," ","KHRQ58T","KHRQ58T","KHRQ58T","KHRQ58T","KHRQ58T","KHRQ58T","KHRQ58H","KHRQ58H","KHRQ58H","KHRQ58H","KHRQ58H","KHRQ58H","3  KHRQ58T","3  KHRQ58T","3  KHRQ58T","3  KHRQ58T","3  KHRQ58T","3  KHRQ58T"," "," "," "," "," "," "," "," "," "," "," "," "," "," "," "," "," "," "," "," "," "," "," "," "," "," "," "," "," "," "," "]
[50,"RZASG125",null," "," "," "," "," "," "," "," "," "," "," "," "," "," "," "," "," "," "," "," "," "," "," "," "," "," "," "," "," "," "," "," "," "," "," "," ","KHRQ58T","KHRQ58T","KHRQ58T","KHRQ58T","KHRQ58T","KHRQ58T","KHRQ58H","KHRQ58H","KHRQ58H","KHRQ58H","KHRQ58H","KHRQ58H","3  KHRQ58T","3  KHRQ58T","3  KHRQ58T","3  KHRQ58T","3  KHRQ58T","3  KHRQ58T"," "," "," "," "," "," "," "," "," "," "," "," "," "," "," "," "," "," "," "," "," "," "," "," "," "," "," "," "," "," "," "]
[51,"AZAS125",null," "," "," "," "," "," "," "," "," "," "," "," "," "," "," "," "," "," "," "," "," "," "," "," "," "," "," "," "," "," "," "," "," "," "," "," "," "," "," "," "," "," "," "," "," "," "," "," "," "," "," "," "," "," "," "," "," "," "," "," "," "," "," "," "," "," "," "," "," "," "," "," "," "," "," "," "," "," "," "," "," "," "," "," "," "]
[52,"RZAG140",null," "," "," "," "," "," "," "," "," "," "," "," "," "," "," "," "," "," "," "," "," "," "," "," "," "," "," "," "," "," "," "," "," "," "," "," "," "," "," "," "," "," ","KHRQ58H","KHRQ58H","KHRQ58H","KHRQ58H","KHRQ58H","KHRQ58H","3  KHRQ58T","3  KHRQ58T","3  KHRQ58T","3  KHRQ58T","3  KHRQ58T","3  KHRQ58T"," "," "," "," ","KHRQ58T","KHRQ58T","KHRQ58T","KHRQ58T","KHRQ58T","KHRQ58T"," "," "," "," "," "," "," "," "," "," "," "," "," "," "," "," "," "," "," "," "," "]
[53,"RZASG140",null," "," "," "," "," "," "," "," "," "," "," "," "," "," "," "," "," "," "," "," "," "," "," "," "," "," "," "," "," "," "," "," "," "," "," "," "," "," "," "," "," "," ","KHRQ58H","KHRQ58H","KHRQ58H","KHRQ58H","KHRQ58H","KHRQ58H","3  KHRQ58T","3  KHRQ58T","3  KHRQ58T","3  KHRQ58T","3  KHRQ58T","3  KHRQ58T"," "," "," "," ","KHRQ58T","KHRQ58T","KHRQ58T","KHRQ58T","KHRQ58T","KHRQ58T"," "," "," "," "," "," "," "," "," "," "," "," "," "," "," "," "," "," "," "," "," "]
[54,"AZAS140",null," "," "," "," "," "," "," "," "," "," "," "," "," "," "," "," "," "," "," "," "," "," "," "," "," "," "," "," "," "," "," "," "," "," "," "," "," "," "," "," "," "," "," "," "," "," "," "," "," "," "," "," "," "," "," "," "," "," "," "," "," "," "," "," "," "," "," "," "," "," "," "," "," "," "," "," "," "," "," "," "," "," "," "," "," "]
[55,"RZAG35",null," "," "," "," "," "," "," "," "," "," "," "," "," "," "," "," "," "," "," "," "," "," "," "," "," "," "," "," "," "," "," "," "," "," "," "," "," "," "," "," "," "," "," "," "," "," "," "," "," "," "," "," "," "," "," "," "," "," "," "," "," "," "," "," "," "," "," "," "," "," "," "," "," "," "," "," "," "," "," "," "," "," "," "," "," "]
[56,"RZAG50",null," "," "," "," "," "," "," "," "," "," "," "," "," "," "," "," "," "," "," "," "," "," "," "," "," "," "," "," "," "," "," "," "," "," "," "," "," "," "," "," "," "," "," "," "," "," "," "," "," "," "," "," "," "," "," "," "," "," "," "," "," "," "," "," "," "," "," "," "," "," "," "," "," "," "," "," "," "," "," "," "," "," "," "," "," "]
[57,"RZAG60",null," "," "," "," "," "," "," "," "," "," "," "," "," "," "," "," "," "," "," "," "," "," "," "," "," "," "," "," "," "," "," "," "," "," "," "," "," "," "," "," "," "," "," "," "," "," "," "," "," "," "," "," "," "," "," "," "," "," "," "," "," "," "," "," "," "," "," "," "," "," "," "," "," "," "," "," "," "," "," "," "," "," "," "," "," "]
[58,"RZA200",null,null,null,null,null,null,null,null,null,null,null,null,null,null,null,null,null,null,null,null,null,null,null,null,null,null,null,null,null,null,null,null,null,null,null,null,null,null,null,null,null,null,null,null,null,null,null,null,null,null,null,null,null,null,null,null,null,null,null,null,null,null,null,null,null,null,null,null,null,null,null,null,null,null,null,null,null,null,null,null,null,null,null,null,null,null,null,"KHRQ22M20TA","KHRQ22M20TA","KHRQ22M20TA","KHRQ22M20TA","KHRQ22M20TA","KHRQ22M20TA","KHRQ250H7","KHRQ250H7","KHRQ250H7","KHRQ250H7","KHRQ250H7","KHRQ250H7","KHRQ250H7","KHRQ250H7","KHRQ250H7","KHRQ250H7","KHRQ250H7","KHRQ250H7","KHRQ22M20TA","KHRQ22M20TA","KHRQ22M20TA","KHRQ22M20TA","KHRQ22M20TA","KHRQ22M20TA"]
[59,"RZA250",null,null,null,null,null,null,null,null,null,null,null,null,null,null,null,null,null,null,null,null,null,null,null,null,null,null,null,null,null,null,null,null,null,null,null,null,null,null,null,null,null,null,null,null,null,null,null,null,null,null,null,null,null,null,null,null,null,null,null,null,null,null,null,null,null,null,null,null,null,null,null,null,null,null,null,null,null,null,null,null,null,null,null,null,null,null,null,null,null,null,null,null,null,null,null,null,null,null,null,null,null,null,null,null,null,null,null,null,null,null,null,null,"KHRQ22M20TA","KHRQ22M20TA","KHRQ22M20TA","KHRQ22M20TA","KHRQ22M20TA","KHRQ22M20TA","KHRQ22M20TA","KHRQ22M20TA","KHRQ22M20TA","KHRQ22M20TA","KHRQ22M20TA","KHRQ22M20TA"]
[60]
[61,null,null,null,"venkovni","vnitrni",null,null,null,null,null,"Qchl","Qtop"]
[62,null,null,null,"RZAG71","FAA71B",null,null,null,null,"RZAG71",6.8,7.5]
[63,null,null,null,"RZASG71","FAA71B 2x",null,null,null,null,"RZASG71",6.8,7.5]
[64,null,null,null,"AZAS71","FAA100B",null,null,null,null,"AZAS71",6.8,7.5]
[65,null,null,null,"RZAG100","FBA35A9 2x",null,null,null,null,"RZAG100",9.5,10.8]
[66,null,null,null,"RZASG100","FBA35A9 3x",null,null,null,null,"RZASG100",9.5,10.8]
[67,null,null,null,"AZAS100","FBA35A9 4x",null,null,null,null,"AZAS100",9.5,10.8]
[68,null,null,null,"RZAG125","FBA50A9 2x",null,null,null,null,"RZAG125",12.1,13.5]
[69,null,null,null,"RZASG125","FBA50A9 3x",null,null,null,null,"RZASG125",12.1,13.5]
[70,null,null,null,"AZAS125","FBA60A9 2x",null,null,null,null,"AZAS125",12.1,13.5]
[71,null,null,null,"RZAG140","FBA71A9",null,null,null,null,"RZAG140",13.4,15.5]
[72,null,null,null,"RZASG140","FBA71A9 2x",null,null,null,null,"RZASG140",13.4,15.5]
[73,null,null,null,"AZAS140","FBA100A",null,null,null,null,"AZAS140",13.4,15.5]
[74,null,null,null,null,"FBA125A",null,null,null,null,"RZA200",19,22.4]
[75,null,null,null,null,"FBA140A",null,null,null,null,"RZA250",22,24]
[76,null,null,null,null,"FCAG35B 2x",null,null,null,null,"RZAG35",3.5,4]
[77,null,null,null,null,"FCAG35B 3x",null,null,null,null,"RZAG50",5,5.8]
[78,null,null,null,null,"FCAG35B 4x",null,null,null,null,"RZAG60",6,7]
[79,null,null,null,null,"FCAG50B 2x"]
[80,null,null,null,null,"FCAG50B 3x"]
[81,null,null,null,null,"FCAG60B 2x"]
[82,null,null,null,null,"FCAG71B"]
[83,null,null,null,null,"FCAG71B 2x"]
[84,null,null,null,null,"FCAG100B"]
[85,null,null,null,null,"FCAG125B"]
[86,null,null,null,null,"FCAG140B"]
[87,null,null,null,null,"FDA125A"]
[88,null,null,null,null,"FDXM35F9 2x"]
[89,null,null,null,null,"FDXM35F9 3x"]
[90,null,null,null,null,"FDXM35F9 4x"]
[91,null,null,null,null,"FDXM50F9 2x"]
[92,null,null,null,null,"FDXM50F9 3x"]
[93,null,null,null,null,"FDXM60F9 2x"]
[94,null,null,null,null,"FFA35A9 2x"]
[95,null,null,null,null,"FFA35A9 3x"]
[96,null,null,null,null,"FFA35A9 4x"]
[97,null,null,null,null,"FFA50A9 2x"]
[98,null,null,null,null,"FFA50A9 3x"]
[99,null,null,null,null,"FFA60A9 2x"]
[100,null,null,null,null,"FHA35A9 2x"]
[101,null,null,null,null,"FHA35A9 3x"]
[102,null,null,null,null,"FHA35A9 4x"]
[103,null,null,null,null,"FHA50A9 2x"]
[104,null,null,null,null,"FHA50A9 3x"]
[105,null,null,null,null,"FHA60A9 2x"]
[106,null,null,null,null,"FHA71A9"]
[107,null,null,null,null,"FHA71A9 2x"]
[108,null,null,null,null,"FHA100A"]
[109,null,null,null,null,"FHA125A"]
[110,null,null,null,null,"FHA140A"]
[111,null,null,null,null,"FNA35A9 2x"]
[112,null,null,null,null,"FNA35A9 3x"]
[113,null,null,null,null,"FNA35A9 4x"]
[114,null,null,null,null,"FNA50A9 2x"]
[115,null,null,null,null,"FNA50A9 3x"]
[116,null,null,null,null,"FNA60A9 2x"]
[117,null,null,null,null,"FUA71A"]
[118,null,null,null,null,"FUA71A 2x"]
[119,null,null,null,null,"FUA100A"]
[120,null,null,null,null,"FUA125A"]
[121,null,null,null,null,"FVA71A"]
[122,null,null,null,null,"FVA71A 2x"]
[123,null,null,null,null,"FVA100A"]
[124,null,null,null,null,"FVA125A"]
[125,null,null,null,null,"FVA140A"]
[null,null,null,null,null,"FDXM35F9"]
[null,null,null,null,null,"FDXM50F9"]
[null,null,null,null,null,"FDXM60F9 2x"]
[null,null,null,null,null,"FBA35A9"]
[null,null,null,null,null,"FBA50A9"]
[null,null,null,null,null,"FBA60A9"]
[null,null,null,null,null,"FFA35A9"]
[null,null,null,null,null,"FFA50A9"]
[null,null,null,null,null,"FFA60A9"]
[null,null,null,null,null,"FCAG35B"]
[null,null,null,null,null,"FCAG50B"]
[null,null,null,null,null,"FCAG60B 2x"]
[null,null,null,null,null,"FNA35A9"]
[null,null,null,null,null,"FNA50A9"]
[null,null,null,null,null,"FNA60A9"]
[null,null,null,null,null,"FTXM35A"]
[null,null,null,null,null,"FTXM50A"]
[null,null,null,null,null,"FTXM60A"]
[null,null,null,null,null,"FHA35A9"]
[null,null,null,null,null,"FHA50A9"]
[null,null,null,null,null,"FHA60A9"]

{"sheet":"data2","index":7,"n_rows":83,"n_cols":9,"rows_kept":83,"cut":false,"hidden":true,"merged":[]}
[]
[null,1.5,2,2.5,3.5,4.2,5,6,7.1]
["Perfera","CTXM15R","FTXM20A","FTXM25A","FTXM35A","FTXM42A","FTXM50A","FTXM60A","FTXM71A"]
["Stylish Bílá","CTXA15AW","FTXA20AW","FTXA25AW","FTXA35AW","FTXA42AW","FTXA50AW","změňte výkon","změňte výkon"]
["Stylish Stříbrná","CTXA15BS","FTXA20BS","FTXA25BS","FTXA35BS","FTXA42BS","FTXA50BS","změňte výkon","změňte výkon"]
["Stylish Černá","CTXA15BB","FTXA20BB","FTXA25BB","FTXA35BB","FTXA42BB","FTXA50BB","změňte výkon","změňte výkon"]
["Emura Bílá","změňte výkon","FTXJ20AW","FTXJ25AW","FTXJ35AW","změňte výkon","FTXJ50AW","změňte výkon","změňte výkon"]
["Emura Stříbrná","změňte výkon","FTXJ20AS","FTXJ25AS","FTXJ35AS","změňte výkon","FTXJ50AS","změňte výkon","změňte výkon"]
["Comfora","změňte výkon","FTXP20N9","FTXP25N9","FTXP35N9","změňte výkon","změňte výkon","změňte výkon","změňte výkon"]
["Parapetní opláštěná","změňte výkon","CVXM20A","FVXM25A","FVXM35A","změňte výkon","FVXM50A","změňte výkon","změňte výkon"]
["Kanálovka nízká","změňte výkon","změňte výkon","FDXM25F9","FDXM35F9","změňte výkon","FDXM50F9","FDXM60F9","změňte výkon"]
["Kanálovka Střední","změňte výkon","změňte výkon","změňte výkon","FBA35A9","změňte výkon","FBA50A9","FBA60A9","FBA71A9"]
["Kazeta 900x900","změňte výkon","změňte výkon","změňte výkon","FCAG35B","změňte výkon","FCAG50B","FCAG60B","změňte výkon"]
["Kazeta 600x600","změňte výkon","změňte výkon","FFA25A9","FFA35A9","změňte výkon","FFA50A9","FFA60A9","změňte výkon"]
["Podstropní","změňte výkon","změňte výkon","změňte výkon","FHA35A9","změňte výkon","FHA50A9","FHA60A9","změňte výkon"]
["Parapetní neopláštěná","změňte výkon","změňte výkon","FNA25A9","FNA35A9","změňte výkon","FNA50A9","FNA60A9","změňte výkon"]
[]
[]
[]
[null,"FDXM25F9","BRC1H52W"," ","BRC4C65"]
[null,"FDXM35F9","BRC1H52W"," ","BRC4C65"]
[null,"FDXM50F9","BRC1H52W"," ","BRC4C65"]
[null,"FDXM60F9","BRC1H52W"," ","BRC4C65"]
[null,"FBA35A9","BRC1H52W"," ","BRC4C56"]
[null,"FBA50A9","BRC1H52W"," ","BRC4C56"]
[null,"FBA60A9","BRC1H52W"," ","BRC4C56"]
[null,"FBA60A9","BRC1H52W"," ","BRC4C56"]
[null,"FBA71A9","BRC1H52W"," ","BRC4C56"]
[null,"FCAG35B","BRC1H52W","BYCQ140E","BRC7FA532F"]
[null,"FCAG50B","BRC1H52W","BYCQ140E","BRC7FA532F"]
[null,"FCAG60B","BRC1H52W","BYCQ140E","BRC7FA532F"]
[null,"FFA25A9","BRC1H52W","BYFQ60CW","BRC7F530W"]
[null,"FFA35A9","BRC1H52W","BYFQ60CW","BRC7F530W"]
[null,"FFA50A9","BRC1H52W","BYFQ60CW","BRC7F530W"]
[null,"FFA60A9","BRC1H52W","BYFQ60CW","BRC7F530W"]
[null,"FHA35A9","BRC1H52W"," ","BRC7GA53-9"]
[null,"FHA50A9","BRC1H52W"," ","BRC7GA53-9"]
[null,"FHA60A9","BRC1H52W"," ","BRC7GA53-9"]
[null,"FNA25A9","BRC1H52W"," ","BRC4C65"]
[null,"FNA35A9","BRC1H52W"," ","BRC4C65"]
[null,"FNA50A9","BRC1H52W"," ","BRC4C65"]
[null,"FNA60A9","BRC1H52W"," "]
[null,"CTXA15AS","BRC073"," ","v ceně"]
[null,"CTXA15AT","BRC073"," ","v ceně"]
[null,"CTXA15AW","BRC073"," ","v ceně"]
[null,"CTXM15R","BRC073"," ","v ceně"]
[null,"FTXA20BS","BRC073"," ","v ceně"]
[null,"FTXA20BB","BRC073"," ","v ceně"]
[null,"FTXA20AW","BRC073"," ","v ceně"]
[null,"FTXA25BS","BRC073"," ","v ceně"]
[null,"FTXA25BB","BRC073"," ","v ceně"]
[null,"FTXA25AW","BRC073"," ","v ceně"]
[null,"FTXA35BS","BRC073"," ","v ceně"]
[null,"FTXA35BB","BRC073"," ","v ceně"]
[null,"FTXA35AW","BRC073"," ","v ceně"]
[null,"FTXA42BS","BRC073"," ","v ceně"]
[null,"FTXA42BB","BRC073"," ","v ceně"]
[null,"FTXA42AW","BRC073"," ","v ceně"]
[null,"FTXA50BS","BRC073"," ","v ceně"]
[null,"FTXA50BB","BRC073"," ","v ceně"]
[null,"FTXA50AW","BRC073"," ","v ceně"]
[null,"FTXJ20AS","BRC073"," ","v ceně"]
[null,"FTXJ20AW","BRC073"," ","v ceně"]
[null,"FTXJ25AS","BRC073"," ","v ceně"]
[null,"FTXJ25AW","BRC073"," ","v ceně"]
[null,"FTXJ35AS","BRC073"," ","v ceně"]
[null,"FTXJ35AW","BRC073"," ","v ceně"]
[null,"FTXJ50AS","BRC073"," ","v ceně"]
[null,"FTXJ50AW","BRC073"," ","v ceně"]
[null,"FTXM20A","BRC073"," ","v ceně"]
[null,"FTXM25A","BRC073"," ","v ceně"]
[null,"FTXM35A","BRC073"," ","v ceně"]
[null,"FTXM42A","BRC073"," ","v ceně"]
[null,"FTXM50A","BRC073"," ","v ceně"]
[null,"FTXM60A","BRC073"," ","v ceně"]
[null,"FTXM71A","BRC073"," ","v ceně"]
[null,"FTXP20M9","BRC073"," ","v ceně"]
[null,"FTXP25M9","BRC073"," ","v ceně"]
[null,"FTXP35M9","BRC073"," ","v ceně"]
[null,"CVXM20A","BRC073"," ","v ceně"]
[null,"FVXM25A","BRC073"," ","v ceně"]
[null,"FVXM35A","BRC073"," ","v ceně"]
[null,"FVXM50A","BRC073"," ","v ceně"]

{"sheet":"data5","index":8,"n_rows":84,"n_cols":20,"rows_kept":84,"cut":false,"hidden":true,"merged":[]}
["Chladící výkon",null,null,null,null,"Chladící výkon","Topný výkon","Sezónní účinnost (podle EN14825)",null,null,null,null,null,null,null,"Ceny"]
[null,"Vnitřní Venkovní",null,"Vnitřní Venkovní",null,null,null,"Chlazení",null,null,null,"Vytápění (Průměrné klima)",null,null,null,"Vnitřní jednotka","Venkovní jednotka","Cena za sadu"]
[null,"jednotka jednotka",null,"jednotka jednotka",null,null,null,"Energetický štítek","Pdesign","SEER","A.E.C.","Energetický štítek","Pdesign","SCOP","A.E.C."]
["kW",null,null,null,null,"kW","kW",null,"kW",null,"kWh",null,"kW",null,"kWh","CZK","CZK","CZK"]
[3.4,"FHA","35A9","FHA35A9","RXM35A",3.4,4,"A++",0.91,6.24,191,"A+",0.98,4.43,979,"23.900,-","30.028,-","53.928,-"]
[5,"FHA","50A9","FHA50A9","RXM50A",5,6,"A+",1.56,5.92,295,"A",1.79,3.86,"1.578","26.567,-","39.008,-","65.575,-"]
[5.7,"FHA","60A9","FHA60A9","RXM60A",5.7,7.2,"A+",1.73,6.08,328,"A",2.17,3.87,"1.704","29.677,-","33.531,-","74.543,-"]
[3.4,"FCAG","35B","FCAG35B","RXM35A",3.4,4.2,"A++",0.94,6.35,193,"A++",1.1100000000000001,4.9000000000000004,948,"22.030,-","30.028,-","60.083,-"]
[5,"FCAG","50B","FCAG50B","RXM50A",5,6,"A++",1.4,6.54,266,"A+",1.62,4.3,"1.419","23.694,-","39.008,-","70.727,-"]
[5.7,"FCAG","60B","FCAG60B","RXM60A",5.7,7,"A++",1.72,6.4,312,"A+",2.0699999999999998,4.2,"1.569","24.495,-","44.866,-","77.386,-"]
[2.5,"FFA","25A9","FFA25A9","RXM25A",2.5,3.2,"A++",0.55000000000000004,6.17,142,"A+",0.82,4.24,762,"22.630,-","25.651,-","55.997,-"]
[3.4,"FFA","35A9","FFA35A9","RXM35A",3.4,4.2,"A++",0.89,6.38,186,"A+",1.2,4.0999999999999996,"1.058","23.932,-","30.028,-","61.676,-"]
[5,"FFA","50A9","FFA50A9","RXM50A",5,5.8,"A+",1.54,5.98,292,"A",1.66,3.9,"1.377","24.917,-","39.008,-","71.641,-"]
[5.7,"FFA","60A9","FFA60A9","RXM60A",5.7,7,"A+",1.86,5.76,347,"A+",2.0499999999999998,4.04,"1.372","33.677,-","33.531,-","86.259,-"]
[3.4,"FBA","35A9","FBA35A9","RXM35A",3.4,4,"A++",0.85,6.23,191,"A+",1,4.07,996,"27.995,-","30.028,-","58.023,-"]
[5,"FBA","50A9","FBA50A9","RXM50A",5,5.5,"A++",1.41,6.27,279,"A+",1.44,4.0599999999999996,"1.517","31.041,-","39.008,-","70.049,-"]
[5.7,"FBA","60A9","FBA60A9","RXM60A",5.7,7,"A+",1.64,5.91,337,"A+",1.89,4.01,"1.607","33.550,-","44.866,-","78.416,-"]
[2.6,"FNA","25A9","FNA25A9","RXM25A",2.6,3.2,"A+",0.68,5.68,160,"A+",0.8,4.24,924,"19.330,-","25.651,-","44.981,-"]
[3.4,"FNA","35A9","FNA35A9","RXM35A",3.4,4,"A+",1.1000000000000001,5.7,209,"A+",1.1499999999999999,4.05,"1.002","23.900,-","30.028,-","53.928,-"]
[5,"FNA","50A9","FNA50A9","RXM50A",5,5.8,"A+",1.48,5.77,303,"A+",1.74,4.09,"1.369","27.867,-","39.008,-","66.875,-"]
[6,"FNA","60A9","FNA60A9","RXM60A",6,7,"A",2.2200000000000002,5.56,378,"A+",2.25,4.16,"1.547","30.724,-","44.866,-","75.590,-"]
[2.6,"FDXM","25A9","FDXM25F9","RXM25A","1,3/2,4/3,0","1,3/3,2/4,5","A+",0.64,5.68,null,"A+",0.8,4.24]
[3.4,"FDXM","35A9","FDXM35F9","RXM35A","1,4/3,4/3,8","1,4/4,0/5,0","A",1.1399999999999999,5.26,null,"A+",1.1499999999999999,3.88]
[5,"FDXM","50A9","FDXM50F9","RXM50A","1,7/5,0/5,3","1,7/5,8/6,0","A+",1.63,5.77,null,"A",1.87,3.93]
[6,"FDXM","60A9","FDXM60F9","RXM60A","1,7/6,0/6,5","1,7/7,0/7,1","A",2.0499999999999998,5.56,null,"A",2.1800000000000002,3.8]
[null,"FTXJ",null,"FTXJ20AW","RXJ20A","1,3/2,0/2,5","1,3/2,5/3,4","A+++",0.43,8.75,null,"A+++",0.5,5.15,null,"25.586,-","40.291,-","65.877,-"]
[null,"FTXJ",null,"FTXJ20AS","RXJ20A","1,3/2,0/2,6","1,3/2,5/3,5","A+++",0.43,8.75,null,"A+++",0.5,5.15,null,"27.735,-","40.291,-","68.026,-"]
[null,"FTXJ",null,"FTXJ20AB","RXJ20A","1,3/2,0/2,7","1,3/2,5/3,6","A+++",0.43,8.75,null,"A+++",0.5,5.15,null,"26.099,-","40.291,-","66.390,-"]
[null,"FTXJ",null,"FTXJ25AW","RXJ25A","1,3/2,5/3,1","1,3/2,8/4,6","A+++",0.56000000000000005,8.74,null,"A+++",0.56000000000000005,5.15,null,"26.942,-","42.384,-","69.326,-"]
[null,"FTXJ",null,"FTXJ25AS","RXJ25A","1,3/2,5/3,2","1,3/2,8/4,7","A+++",0.56000000000000005,8.74,null,"A+++",0.56000000000000005,5.15,null,"29.001,-","42.384,-","71.385,-"]
[null,"FTXJ",null,"FTXJ25AB","RXJ25A","1,3/2,5/3,3","1,3/2,8/4,8","A+++",0.56000000000000005,8.74,null,"A+++",0.56000000000000005,5.15,null,"27.482,-","42.384,-","69.866,-"]
[null,"FTXJ",null,"FTXJ35AW","RXJ35A","1,4/3,4/4,1","1,4/4,0/5,1","A+++",0.78,8.73,null,"A+++",0.99,5.15,null,"31.864,-","47.900,-","79.764,-"]
[null,"FTXJ",null,"FTXJ35AS","RXJ35A","1,4/3,4/4,0","1,4/4,0/5,2","A+++",0.78,8.73,null,"A+++",0.99,5.15,null,"34.239,-","47.900,-","82.139,-"]
[null,"FTXJ",null,"FTXJ35AB","RXJ35A","1,4/3,4/4,1","1,4/4,0/5,3","A+++",0.78,8.73,null,"A+++",0.99,5.15,null,"32.500,-","47.900,-","80.400,-"]
[null,"FTXJ",null,"FTXJ42AW","RXJ42A","1,7/4,2/5,1","1,7/5,4/6,1","A++",1.05,7.5,null,"A++",1.31,4.5999999999999996,null,"37.512,-","57.480,-","94.992,-"]
[null,"FTXJ",null,"FTXJ42AS","RXJ42A","1,7/4,2/5,0","1,7/5,4/6,0","A++",1.05,7.5,null,"A++",1.31,4.5999999999999996,null,"41.033,-","57.480,-","98.513,-"]
[null,"FTXJ",null,"FTXJ42AB","RXJ42A","1,7/4,2/5,1","1,7/5,4/6,1","A++",1.05,7.5,null,"A++",1.31,4.5999999999999996,null,"38.261,-","57.480,-","95.741,-"]
[null,"FTXJ",null,"FTXJ50AW","RXJ50A","1,7/5,0/5,2","1,7/5,8/6,4","A++",1.36,7.33,null,"A++",1.45,4.5999999999999996,null,"39.500,-","64.718,-","104.218,-"]
[null,"FTXJ",null,"FTXJ50AS","RXJ50A","1,7/5,0/5,3","1,7/5,8/6,5","A++",1.36,7.33,null,"A++",1.45,4.5999999999999996,null,"42.150,-","64.718,-","106.868,-"]
[null,"FTXJ",null,"FTXJ50AB","RXJ50A","1,7/5,0/5,4","1,7/5,8/6,6","A++",1.36,7.33,null,"A++",1.45,4.5999999999999996,null,"40.290,-","64.718,-","105.008,-"]
[]
[null,null,null,"FTXA20AW","RXA20A9","1,3/2,0/2,6","1,3/2,5/3,5","A+++",8.75,"A+++",5.15,"19-39","19-39","-10~36","-15~14","22.249,-","38.372,-","60.621,-"]
[null,null,null,"FTXA20BB","RXA20A9","1,3/2,0/2,6","1,3/2,5/3,5","A+++",8.75,"A+++",5.15,"19-39","19-39","-10~37","-15~15","22.695,-","38.372,-","61.067,-"]
[null,null,null,"FTXA20BS","RXA20A9","1,3/2,0/2,6","1,3/2,5/3,5","A+++",8.75,"A+++",5.15,"19-39","19-39","-10~38","-15~16","24.117,-","38.372,-","62.489,-"]
[null,null,null,"FTXA20BT","RXA20A9","1,3/2,0/2,6","1,3/2,5/3,5","A+++",8.75,"A+++",5.15,"19-39","19-39","-10~39","-15~17","26.098,-","38.372,-","64.470,-"]
[null,null,null,"FTXA25AW","RXA25A9","1,3/2,5/3,2","1,3/2,8/4,7","A+++",8.74,"A+++",5.15,"19-40","19-40","-10~40","-15~18","23.428,-","40.366,-","63.794,-"]
[null,null,null,"FTXA25BB","RXA25A9","1,3/2,5/3,2","1,3/2,8/4,7","A+++",8.74,"A+++",5.15,"19-40","19-40","-10~41","-15~19","23.897,-","40.366,-","64.263,-"]
[null,null,null,"FTXA25BS","RXA25A9","1,3/2,5/3,2","1,3/2,8/4,7","A+++",8.74,"A+++",5.15,"19-40","19-40","-10~42","-15~20","25.218,-","40.366,-","65.584,-"]
[null,null,null,"FTXA25BT","RXA25A9","1,3/2,5/3,2","1,3/2,8/4,7","A+++",8.74,"A+++",5.15,"19-40","19-40","-10~43","-15~21","27.384,-","40.366,-","67.750,-"]
[null,null,null,"FTXA35AW","RXA35A9","1,4/3,4/4,0","1,4/4,0/5,2","A+++",8.73,"A+++",5.15,"19-41","19-41","-10~44","-15~22","27.708,-","45.619,-","73.327,-"]
[null,null,null,"FTXA35BB","RXA35A9","1,4/3,4/4,0","1,4/4,0/5,2","A+++",8.73,"A+++",5.15,"19-41","19-41","-10~45","-15~23","28.261,-","45.619,-","73.880,-"]
[null,null,null,"FTXA35BS","RXA35A9","1,4/3,4/4,0","1,4/4,0/5,2","A+++",8.73,"A+++",5.15,"19-41","19-41","-10~46","-15~24","29.773,-","45.619,-","75.392,-"]
[null,null,null,"FTXA35BT","RXA35A9","1,4/3,4/4,0","1,4/4,0/5,2","A+++",8.73,"A+++",5.15,"19-41","19-41","-10~47","-15~25","32.318,-","45.619,-","77.937,-"]
[null,null,null,"FTXA42AW","RXA42B","1,7/4,2/5,0","1,7/5,4/6,0","A++",7.5,"A++",4.5999999999999996,"21-45","21-45","-10~48","-15~26","32.619,-","53.622,-","86.241,-"]
[null,null,null,"FTXA42BB","RXA42B","1,7/4,2/5,0","1,7/5,4/6,0","A++",7.5,"A++",4.5999999999999996,"21-45","21-45","-10~49","-15~27","33.270,-","53.622,-","86.892,-"]
[null,null,null,"FTXA42BS","RXA42B","1,7/4,2/5,0","1,7/5,4/6,0","A++",7.5,"A++",4.5999999999999996,"21-45","21-45","-10~50","-15~28","35.681,-","53.622,-","89.303,-"]
[null,null,null,"FTXA42BT","RXA42B","1,7/4,2/5,0","1,7/5,4/6,0","A++",7.5,"A++",4.5999999999999996,"21-45","21-45","-10~51","-15~29","36.270,-","53.622,-","89.892,-"]
[null,null,null,"FTXA50AW","RXA50B","1,7/5,0/5,3","1,7/5,8/6,5","A++",7.33,"A++",4.5999999999999996,"24-46","24-46","-10~52","-15~30","34.348,-","61.636,-","95.984,-"]
[null,null,null,"FTXA50BB","RXA50B","1,7/5,0/5,3","1,7/5,8/6,5","A++",7.33,"A++",4.5999999999999996,"24-46","24-46","-10~53","-15~31","35.035,-","61.636,-","96.671,-"]
[null,null,null,"FTXA50BS","RXA50B","1,7/5,0/5,3","1,7/5,8/6,5","A++",7.33,"A++",4.5999999999999996,"24-46","24-46","-10~54","-15~32","36.652,-","61.636,-","98.288,-"]
[null,null,null,"FTXA50BT","RXA50B","1,7/5,0/5,3","1,7/5,8/6,5","A++",7.33,"A++",4.5999999999999996,"24-46","24-46","-10~55","-15~33","38.584,-","61.636,-","100.220,-"]
[]
[]
[]
[]
[]
[]
[]
[]
[]
[]
[]
[]
[]
[]
[]
[]
[2,"FTXM","20R","FTXM20A","RXM20A",2,"1,3/2,5/3,5","A+++",0.44,null,null,"A+++",0.5,5.0999999999999996,null,"12.806,-","23.560,-","36.366,-","1,3/2,0/2,6","1,3/2,5/3,5"]
[2.5,"FTXM","25R","FTXM25A","RXM25A",2.5,"1,3/2,8/4,7","A+++",0.56000000000000005,8.65,null,"A+++",0.56000000000000005,5.0999999999999996,null,"13.990,-","25.651,-","39.641,-","1,3/2,5/3,2","1,3/2,8/4,7"]
[3.4,"FTXM","35R","FTXM35A","RXM35A",3.4,"1,4/4,0/5,2","A+++",0.8,null,null,"A+++",0.99,5.0999999999999996,null,"16.825,-","30.028,-","46.853,-","1,4/3,4/4,0","1,4/4,0/5,2"]
[4.2,"FTXM","42R","FTXM42A","RXM42A",4.2,"1,7/5,4/6,0","A++",0.97,7.85,null,"A++",1.31,4.71,null,"19.808,-","36.016,-","55.824,-","1,7/4,2/5,0","1,7/5,4/6,0"]
[5,"FTXM","50R","FTXM50A","RXM50A",5,"1,7/5,8/7,7","A++",1.36,7.41,null,"A++",1.45,4.71,null,"23.886,-","39.008,-","62.894,-","1,7/5,0/6,0","1,7/5,8/7,7"]
[5.7,"FTXM","60R","FTXM60A","RXM60A",5.7,"1,7/7,0/8,0","A++",1.77,6.9,null,"A+",1.94,4.3,null,"33.531,-","44.866,-","78.397,-","1,7/6,0/7,0","1,7/7,0/8,0"]
[7.1,"FTXM","71R","FTXM71A","RXM71A",7.1,"2,3/8,2/1,2","A++",2.34,6.2,null,"A+",2.57,4.0999999999999996,null,"38.631,-","51.568,-","90.199,-","2,3/7,1/8,5","2,3/8,2/1,2"]

{"sheet":"data3","index":9,"n_rows":1101,"n_cols":26,"rows_kept":1101,"cut":false,"hidden":true,"merged":[]}
["a","Venkovní jednotka","Vnitřní jednotka","Chladicí výkon (kW)",null,null,null,null,"Celkový výkon (kW)",null,null,"Příkon (kW)",null,null,"Celkový proud (A)",null,null,"Faktor výkonu (%)","EER","Štítek spotřeby","AEC (kWh)","Informace o celoročním výkonu a účinnosti"]
[2,null,null,"Místnost A","Místnost B","Místnost C","Místnost D","Místnost E","Min.","Jmen.","Max.","Min.","Jmen.","Max.","Min.","Jmen.","Max.",null,null,null,null,"Štítek","SEER","Pdesign","AEC",1]
[3,"2MXM40M","1,5",1.5,0,0,0,0,1.3,1.5,2,0.33,0.31,0.4,1.78,1.7,2.17,79,null,null,null,null,null,null,null,1]
[4,null,"2,0",2,0,0,0,0,1.3,2,2.4,0.33,0.44,0.56999999999999995,1.78,2.38,3.09,79,null,null,null,null,null,null,null,1]
[5,null,"2,5",2.5,null,null,null,null,1.3,2.5,3,0.33,0.61,0.8,1.78,3.33,4.4000000000000004,79,null,null,null,null,null,null,null,1]
[6,null,"3,5",3.5,null,null,null,null,1.3,3.5,4,0.33,1.04,1.35,1.78,5.71,7.38,79,null,null,null,null,null,null,null,1]
[7,null,"1,5+1,5",1.5,1.5,0,0,0,1.5,3,3.6,0.31,0.6,0.73,1.67,3.33,4,79,4.97,"A",302,"A+++",8.66,3,122,1]
[8,null,"1,5+2,0",1.5,2,null,null,null,1.5,3.5,4,0.31,0.79,0.91,1.67,4.3499999999999996,4.9800000000000004,79,4.43,"A",396,"A+++",8.6,3.5,143,1]
[9,null,"1,5+2,5",1.5,2.5,null,null,null,1.5,4,4.2,0.31,0.98,1.03,1.67,5.37,5.64,79,4.0999999999999996,"A",488,"A+++",8.5500000000000007,4,164,1]
[10,null,"1,5+3,5",1.2,2.8,null,null,null,1.5,4,4.4000000000000004,0.31,0.96,1.06,1.67,5.3,5.83,79,4.16,"A",481,"A++",8.26,4,170,1]
[11,null,"2,0+2,0",2,2,null,null,null,1.5,4,4.2,0.31,0.97,1.02,1.67,5.34,5.61,79,4.13,"A",486,"A+++",8.5299999999999994,4,165,1]
[12,null,"2,0+2,5",1.78,2.2200000000000002,null,null,null,1.5,4,4.3,0.31,0.96,1.04,1.67,5.3,5.7,79,4.16,"A",481,"A+++",8.5,4,165,1]
[13,null,"2,0+3,5",1.45,2.5499999999999998,null,null,null,1.5,4,4.5,0.31,0.95,1.08,1.67,5.25,5.91,79,4.2,"A",477,"A++",8.19,4,171,1]
[14,null,"2,5+2,5",2,2,null,null,null,1.5,4,4.4000000000000004,0.31,0.96,1.06,1.67,5.27,5.8,79,4.18,"A",479,"A++",8.36,4,168,1]
[15,null,"2,5+3,5",1.67,2.33,null,null,null,1.5,4,4.5999999999999996,0.31,0.94,1.0900000000000001,1.67,5.2,5.98,79,4.24,"A",472,"A++",8.11,4,173,1]
[16,"2MXM50M9","1,5",1.5,null,null,null,null,1.4,1.5,2.2000000000000002,0.31,0.32,0.52,1.53,1.55,2.5299999999999998,89,null,null,null,null,null,null,null,1]
[17,null,"2,0",2,null,null,null,null,1.4,2,2.6,0.31,0.47,0.69,1.53,2.25,3.37,89,null,null,null,null,null,null,null,1]
[18,null,"2,5",2.5,null,null,null,null,1.4,2.5,3.1,0.31,0.67,0.92,1.53,3.27,4.5,89,null,null,null,null,null,null,null,1]
[19,null,"3,5",3.5,null,null,null,null,1.4,3.5,4,0.31,1.0900000000000001,1.42,1.53,5.32,6.95,89,null,null,null,null,null,null,null,1]
[20,null,"4,2",4.2,null,null,null,null,1.4,4.2,4.7,0.31,1.59,1.75,1.53,7.73,8.57,89,null,null,null,null,null,null,null,1]
[21,null,"5,0",5,null,null,null,null,1.6,5,5.3,0.33,1.3,1.44,1.64,6.33,7.01,89,null,null,null,null,null,null,null,1]
[22,null,"1,5+1,5",1.5,1.5,null,null,null,1.6,3,3.2,0.33,0.62,0.66,1.64,3.03,3.24,89,4.84,"A",310,"A+++",8.8000000000000007,3,120,1]
[23,null,"1,5+2,0",1.5,2,null,null,null,1.6,3.5,3.7,0.33,0.76,0.8,1.64,3.71,3.93,89,4.6100000000000003,"A",380,"A+++",8.74,3.5,141,1]
[24,null,"1,5+2,5",1.5,2.5,null,null,null,1.6,4,4.2,0.33,0.94,0.99,1.64,4.5999999999999996,4.83,89,4.25,"A",471,"A+++",8.64,4,162,1]
[25,null,"1,5+3,5",1.5,3.5,null,null,null,1.6,5,5,0.33,1.25,1.25,1.64,6.1,6.1,89,4.01,"A",624,"A+++",8.52,5,206,1]
[26,null,"1,5+4,2",1.32,3.68,null,null,null,1.6,5,5.4,0.33,1.23,1.54,1.64,6.04,6.53,89,4.05,"A",618,"A+++",8.5500000000000007,5,205,1]
[27,null,"1,5+5,0",1.1499999999999999,3.85,null,null,null,1.8,5,5.5,0.33,1.23,1.68,1.64,5.99,6.59,89,4.08,"A",613,"A+++",8.5,5,206,1]
[28,null,"2,0+2,0",2,2,null,null,null,1.8,4,5,0.33,0.94,1.28,1.64,4.5999999999999996,5.75,89,4.25,"A",471,"A+++",8.7100000000000009,4,161,1]
[29,null,"2,0+2,5",2,2.5,null,null,null,1.8,4.5,5.0999999999999996,0.33,1.07,1.31,1.64,5.23,5.93,89,4.21,"A",535,"A+++",8.67,4.5,182,1]
[30,null,"2,0+3,5",1.82,3.18,null,null,null,1.8,5,5.4,0.33,1.24,1.49,1.64,6.05,6.54,89,4.04,"A",619,"A+++",8.5399999999999991,5,205,1]
[31,null,"2,0+4,2",1.61,3.39,null,null,null,1.8,5,5.5,0.33,1.23,1.51,1.64,6.01,6.62,89,4.07,"A",615,"A+++",8.5399999999999991,5,205,1]
[32,null,"2,0+5,0",1.43,3.57,null,null,null,1.8,5,5.5,0.33,1.22,1.44,1.64,5.95,6.55,89,4.1100000000000003,"A",609,"A+++",8.51,5,208,1]
[33,null,"2,5+2,5",2.5,2.5,null,null,null,1.8,5,5.3,0.33,1.25,1.42,1.64,6.1,6.47,89,4.01,"A",624,"A+++",8.5299999999999994,5,205,1]
[34,null,"2,5+3,5",2.08,2.92,null,null,null,1.8,5,5.4,0.33,1.23,1.43,1.64,6.02,6.51,89,4.0599999999999996,"A",616,"A+++",8.56,5,205,1]
[35,null,"2,5+4,2",1.87,3.13,null,null,null,1.8,5,5.5,0.33,1.22,1.45,1.64,5.98,6.58,89,4.09,"A",612,"A+++",8.57,5,204,1]
[36,null,"2,5+5,0",1.67,3.33,null,null,null,1.8,5,5.5,0.33,1.21,1.38,1.64,5.92,6.52,89,4.13,"A",606,"A+++",8.52,5,206,1]
[37,null,"3,5+3,5",2.5,2.5,null,null,null,1.8,5,5.4,0.33,1.22,1.42,1.64,5.95,6.43,89,4.1100000000000003,"A",609,"A+++",8.57,5,205,1]
[38,null,"3,5+4,2",2.27,2.73,null,null,null,1.8,5,5.5,0.33,1.21,1.4,1.64,5.9,6.49,89,4.1399999999999997,"A",604,"A+++",8.6,5,204,1]
[39,null,"3,5+5,0",2.06,2.94,null,null,null,1.8,5,5.5,0.33,1.2,1.34,1.64,5.85,6.44,89,4.18,"A",599,"A+++",8.52,5,206,1]
[40,null,"4,2+4,2",2.5,2.5,null,null,null,1.8,5,5.5,0.33,1.2,1.38,1.64,5.88,6.47,89,4.16,"A",601,"A+++",8.56,5,205,1]
[41,"2MXM68N",1.5,1.6,"---",null,null,null,1.52,1.6,2.4900000000000002,0.4,0.42,0.59,1.82,1.98,2.71,95,null,null,null,null,null,null,null,1]
[42,null,2,2,"---",null,null,null,1.66,2,2.68,0.42,0.43,0.6,1.91,2.08,2.75,95,null,null,null,null,null,null,null,1]
[43,null,2.5,2.5,"---",null,null,null,1.74,2.5,3.44,0.44,0.55000000000000004,0.82,2,2.62,3.77,95,null,null,null,null,null,null,null,1]
[44,null,3.5,3.5,"---",null,null,null,1.93,3.5,4.8600000000000003,0.46,0.8,1.43,2.09,3.84,6.53,95,null,null,null,null,null,null,null,1]
[45,null,4.2,"---",4.2,null,null,null,1.93,4.2,5.33,0.46,0.82,1.44,2.09,3.93,6.57,95,null,null,null,null,null,null,null,1]
[46,null,5,"---",5,null,null,null,1.94,5,6.03,0.44,1.5,2.13,2,7.2,9.77,95,null,null,null,null,null,null,null,1]
[47,null,6,"---",6,null,null,null,1.94,6,6.51,0.44,1.52,2.13,2,7.29,9.77,95,null,null,null,null,null,null,null,1]
[48,null,"1,5+1,5",1.5,1.5,null,null,null,1.95,3,4.79,0.4,0.6,1.1499999999999999,1.81,2.75,5.25,95,null,null,null,null,null,null,null,1]
[49,null,"1,5+2,0",1.5,2,null,null,null,1.95,3.5,4.96,0.4,0.74,1.22,1.81,3.38,5.58,95,null,null,null,null,null,null,null,1]
[50,null,"1,5+2,5",1.5,2.5,null,null,null,1.95,4,5.28,0.4,0.89,1.36,1.81,4.08,6.23,95,null,null,null,null,null,null,null,1]
[51,null,"1,5+3,5",1.5,3.5,null,null,null,1.95,5,6.17,0.39,1.24,1.83,1.77,5.68,8.39,95,null,null,null,null,null,null,null,1]
[52,null,"1,5+4,2",1.5,4.2,null,null,null,1.95,5.7,6.39,0.39,1.51,1.96,1.77,6.9,8.9600000000000009,95,null,null,null,null,null,null,null,1]
[53,null,"1,5+5,0",1.5,5,null,null,null,1.95,6.5,7.08,0.38,1.78,2.23,1.73,8.14,10.220000000000001,95,null,null,null,null,null,null,null,1]
[54,null,"1,5+6,0",1.36,5.44,null,null,null,1.96,6.8,7.59,0.37,1.93,2.36,1.68,8.82,10.79,95,null,null,null,null,null,null,null,1]
[55,null,"2,0+2,0",2,2,null,null,null,1.95,4,5.12,0.4,0.89,1.29,1.81,4.08,5.91,95,null,null,null,null,null,null,null,1]
[56,null,"2,0+2,5",2,2.5,null,null,null,1.95,4.5,5.44,0.4,1.06,1.43,1.81,4.8600000000000003,6.56,95,null,null,null,null,null,null,null,1]
[57,null,"2,0+3,5",2,3.5,null,null,null,1.95,5.5,6.3,0.39,1.39,1.91,1.77,6.38,8.76,95,null,null,null,null,null,null,null,1]
[58,null,"2,0+4,2",2,4.2,null,null,null,1.95,6.2,6.51,0.39,1.7,2.0499999999999998,1.77,7.77,9.3699999999999992,95,null,null,null,null,null,null,null,1]
[59,null,"2,0+5,0",1.94,4.8600000000000003,null,null,null,1.95,6.8,7.26,0.38,1.9,2.36,1.73,8.68,10.79,95,null,null,null,null,null,null,null,1]
[60,null,"2,0+6,0",1.7,5.0999999999999996,null,null,null,1.96,6.8,7.71,0.37,1.92,2.4500000000000002,1.68,8.7799999999999994,11.2,95,null,null,null,null,null,null,null,1]
[61,null,"2,5+2,5",2.5,2.5,null,null,null,1.95,5,6.1,0.41,1.2,1.78,1.89,5.51,8.15,95,null,null,null,null,null,null,null,1]
[62,null,"2,5+3,5",2.5,3.5,null,null,null,1.95,6,6.57,0.4,1.54,2.11,1.81,7.03,9.65,95,null,null,null,null,null,null,null,1]
[63,null,"2,5+4,2",2.5,4.2,null,null,null,1.95,6.7,6.95,0.4,1.79,2.38,1.81,8.2100000000000009,10.88,95,null,null,null,null,null,null,null,1]
[64,null,"2,5+5,0",2.27,4.53,null,null,null,1.95,6.8,7.37,0.37,1.78,2.4500000000000002,1.68,8.15,11.2,95,null,null,null,null,null,null,null,1]
[65,null,"2,5+6,0",2,4.8,null,null,null,1.96,6.8,7.71,0.35,1.76,2.4500000000000002,1.6,8.06,11.2,95,null,null,null,null,null,null,null,1]
[66,null,"3,5+3,5",3.4,3.4,null,null,null,1.95,6.8,7.13,0.38,1.73,2.37,1.73,7.9,10.83,95,null,null,null,null,null,null,null,1]
[67,null,"3,5+4,2",3.09,3.71,null,null,null,1.95,6.8,7.24,0.38,1.72,2.46,1.73,7.87,11.24,95,null,null,null,null,null,null,null,1]
[68,null,"3,5+5,0",2.8,4,null,null,null,1.95,6.8,7.76,0.35,1.68,2.78,1.6,7.71,12.71,95,null,null,null,null,null,null,null,1]
[69,null,"3,5+6,0",2.5099999999999998,4.29,null,null,null,2.2599999999999998,6.8,8.07,0.4,1.67,2.72,1.81,7.63,12.46,95,null,null,null,null,null,null,null,1]
[70,null,"4,2+4,2",3.4,3.4,null,null,null,1.95,6.8,7.14,0.38,1.71,2.37,1.73,7.84,10.83,95,null,null,null,null,null,null,null,1]
[71,null,"4,2+5,0",3.1,3.7,null,null,null,1.95,6.8,7.77,0.35,1.68,2.78,1.6,7.68,12.71,95,null,null,null,null,null,null,null,1]
[72,null,"4,2+6,0",2.8,4,null,null,null,2.2599999999999998,6.8,8.08,0.4,1.66,2.72,1.81,7.6,12.46,95,null,null,null,null,null,null,null,1]
[73,"3MXM40N2V1B","1,5",1.5,null,null,null,null,1.4,1.5,2.2000000000000002,0.32,0.35,0.46,1.52,1.63,2.2000000000000002,91,null,null,null,null,null,null,null,1]
[74,null,"2,0",2,null,null,null,null,1.4,2,2.9,0.32,0.48,0.71,1.52,2.2799999999999998,3.4,91,null,null,null,null,null,null,null,1]
[75,null,"2,5",2.5,null,null,null,null,1.4,2.5,3.1,0.32,0.64,0.82,1.52,3.05,3.9,91,null,null,null,null,null,null,null,1]
[76,null,"3,5",3.5,null,null,null,null,1.4,3.5,4.0999999999999996,0.32,0.98,1.19,1.52,4.68,5.7,91,null,null,null,null,null,null,null,1]
[77,null,"1,5+1,5",1.5,1.5,null,null,null,1.6,3,4.2,0.34,0.59,1.1399999999999999,1.63,2.82,5.44,91,5.12,"A",293,"A+++",8.64,3,122,1]
[78,null,"1,5+2,0",1.5,2,null,null,null,1.6,3.5,4.2,0.34,0.71,1.1200000000000001,1.63,3.4,5.33,91,4.96,"A",353,"A+++",8.59,3.5,143,1]
[79,null,"1,5+2,5",1.5,2.5,null,null,null,1.6,4,4.2,0.34,0.86,1.1000000000000001,1.63,4.1100000000000003,5.33,91,4.68,"A",427,"A+++",8.51,4,164,1]
[80,null,"1,5+3,5",1.2,2.8,null,null,null,1.6,4,4.2,0.34,0.85,1.08,1.63,4.07,5.33,91,4.72,"A",424,"A+++",8.5,4,165,1]
[81,null,"2,0+2,0",2,2,null,null,null,1.6,4,4.5,0.34,0.84,1.0900000000000001,1.63,4.0199999999999996,5.22,91,4.76,"A",420,"A+++",8.52,4,165,1]
[82,null,"2,0+2,5",1.78,2.2200000000000002,null,null,null,1.6,4,4.5,0.34,0.83,1.07,1.63,3.97,5.22,91,4.82,"A",415,"A+++",8.52,4,165,1]
[83,null,"2,0+3,5",1.45,2.5499999999999998,null,null,null,1.6,4,4.5,0.34,0.83,1.03,1.63,3.97,5.22,91,4.8600000000000003,"A",412,"A+++",8.5,4,165,1]
[84,null,"2,5+2,5",2,2,null,null,null,1.6,4,4.5,0.34,0.83,1.05,1.63,3.97,5.22,91,4.84,"A",413,"A+++",8.51,4,165,1]
[85,null,"2,5+3,5",1.67,2.33,null,null,null,1.6,4,4.5,0.34,0.82,1.01,1.63,3.92,5.22,91,4.88,"A",410,"A+++",8.5,4,165,1]
[86,null,"3,5+3,5",2,2,null,null,null,1.6,4,4.5,0.34,0.82,0.99,1.63,3.92,5.1100000000000003,91,4.92,"A",407,"A+++",8.5,4,165,1]
[87,null,"1,5+1,5+1,5",1.33,1.33,1.33,null,null,1.7,4,4.5999999999999996,0.36,0.78,0.98,1.74,3.73,4.68,91,5.18,"A",386,"A+++",8.5500000000000007,4,164,1]
[88,null,"1,5+1,5+2,0",1.2,1.2,1.6,null,null,1.7,4,4.5999999999999996,0.36,0.77,0.96,1.74,3.68,4.68,91,5.2,"A",385,"A+++",8.5500000000000007,4,164,1]
[89,null,"1,5+1,5+2,5",1.0900000000000001,1.0900000000000001,1.82,null,null,1.7,4,4.5999999999999996,0.36,0.77,0.94,1.74,3.68,4.68,91,5.22,"A",383,"A+++",8.5399999999999991,4,164,1]
[90,null,"1,5+1,5+3,5",0.92,0.92,2.15,null,null,1.7,4,4.5999999999999996,0.36,0.76,0.9,1.74,3.64,4.68,91,5.26,"A",380,"A+++",8.5299999999999994,4,165,1]
[91,null,"1,5+2,0+2,0",1.0900000000000001,1.45,1.45,null,null,1.7,4,4.5999999999999996,0.36,0.77,0.92,1.74,3.68,4.68,91,5.25,"A",381,"A+++",8.5299999999999994,4,164,1]
[92,null,"1,5+2,0+2,5",1,1.33,1.67,null,null,1.7,4,4.5999999999999996,0.36,0.76,0.91,1.74,3.64,4.68,91,5.29,"A",378,"A+++",8.5399999999999991,4,164,1]
[93,null,"1,5+2,0+3,5",0.86,1.1399999999999999,2,null,null,1.7,4,4.5999999999999996,0.36,0.76,0.89,1.74,3.64,4.68,91,5.31,"A",377,"A+++",8.5299999999999994,4,165,1]
[94,null,"1,5+2,5+2,5",0.92,1.54,1.54,null,null,1.7,4,4.5999999999999996,0.36,0.76,0.87,1.74,3.64,4.68,91,5.27,"A",380,"A+++",8.5299999999999994,4,165,1]
[95,null,"2,0+2,0+2,0",1.33,1.33,1.33,null,null,1.7,4,4.5999999999999996,0.36,0.76,0.85,1.74,3.64,4.68,91,5.3,"A",3.77,"A+++",8.52,4,214,1]
[96,null,"2,0+2,0+2,5",1.23,1.23,1.54,null,null,1.7,4,4.5999999999999996,0.36,0.76,0.83,1.74,3.64,4.68,91,5.32,"A",376,"A+++",8.51,4,165,1]
[97,null,"2,0+2,5+2,5",1.1399999999999999,1.43,1.43,null,null,1.7,4,4.5999999999999996,0.36,0.75,0.81,1.74,3.59,4.68,91,5.35,"A",374,"A+++",8.5,4,165,1]
[98,"3MXM52N2V1B","1,5",1.5,null,null,null,null,1.4,1.5,2.4,0.34,0.36,0.63,1.5,1.62,2.86,96,null,null,null,null,null,null,null,1]
[99,null,"2,0",2,null,null,null,null,1.6,2,3,0.36,0.48,0.78,1.6,2.17,3.51,96,null,null,null,null,null,null,null,1]
[100,null,"2,5",2.5,null,null,null,null,1.6,2.5,3.2,0.36,0.64,0.87,1.62,2.89,3.92,96,null,null,null,null,null,null,null,1]
[101,null,"3,5",3.5,null,null,null,null,1.6,3.5,4.2,0.37,0.98,1.3,1.63,4.43,5.88,96,null,null,null,null,null,null,null,1]
[102,null,"4,2",4.2,null,null,null,null,1.6,4.2,4.5999999999999996,0.37,1.21,1.49,1.63,5.47,6.7,96,null,null,null,null,null,null,null,1]
[103,null,"5,0",5,null,null,null,null,1.6,5,5.4,0.35,1.76,2.0299999999999998,1.55,7.94,9.18,96,null,null,null,null,null,null,null,1]
[104,null,"1,5+1,5",1.5,1.5,null,null,null,1.7,3,4.7,0.35,0.55000000000000004,1.32,1.55,2.5,5.98,96,5.48,"A",274,"A+++",8.64,3,122,1]
[105,null,"1,5+2,0",1.5,2,null,null,null,1.7,3.5,4.7,0.35,0.66,1.3,1.55,2.99,5.88,96,5.31,"A",330,"A+++",8.6,3.5,143,1]
[106,null,"1,5+2,5",1.5,2.5,null,null,null,1.7,4,5,0.35,0.78,1.92,1.55,3.54,8.66,96,5.16,"A",388,"A+++",8.5399999999999991,4,164,1]
[107,null,"1,5+3,5",1.5,3.5,null,null,null,1.7,5,6,0.35,1.06,2.17,1.55,4.8099999999999996,9.8000000000000007,96,4.75,"A",527,"A+++",8.51,5,206,1]
[108,null,"1,5+4,2",1.37,3.83,null,null,null,1.7,5.2,6.1,0.35,1.1000000000000001,2.2599999999999998,1.55,4.99,10.210000000000001,96,4.74,"A",549,"A+++",8.51,5.2,214,1]
[109,null,"1,5+5,0",1.2,4,null,null,null,1.7,5.2,6.3,0.35,1.1000000000000001,2.2799999999999998,1.55,4.99,10.31,96,4.7699999999999996,"A",546,"A+++",8.5,5.2,215,1]
[110,null,"2,0+2,0",2,2,null,null,null,1.7,4,6,0.35,0.85,2.25,1.55,3.85,10.16,96,4.72,"A",424,"A+++",8.52,4,165,1]
[111,null,"2,0+2,5",2,2.5,null,null,null,1.7,4.5,6.2,0.35,0.95,2.21,1.55,4.3099999999999996,9.99,96,4.74,"A",475,"A+++",8.5,4.5,186,1]
[112,null,"2,0+3,5",1.89,3.31,null,null,null,1.7,5.2,6.3,0.35,1.1000000000000001,2.2999999999999998,1.55,4.99,10.38,96,4.76,"A",547,"A+++",8.5299999999999994,5.2,214,1]
[113,null,"2,0+4,2",1.68,3.52,null,null,null,1.7,5.2,6.3,0.35,1.0900000000000001,2.25,1.55,4.9400000000000004,10.18,96,4.78,"A",544,"A+++",8.52,5.2,214,1]
[114,null,"2,0+5,0",1.49,3.71,null,null,null,1.7,5.2,6.5,0.35,1.0900000000000001,2.19,1.55,4.9400000000000004,9.89,96,4.8,"A",542,"A+++",8.51,5.2,214,1]
[115,null,"2,5+2,5",2.5,2.5,null,null,null,1.7,5,6.3,0.35,1.04,2.34,1.55,4.72,10.59,96,4.8499999999999996,"A",516,"A+++",8.59,5,204,1]
[116,null,"2,5+3,5",2.17,3.03,null,null,null,1.7,5.2,6.3,0.35,1.0900000000000001,2.2799999999999998,1.55,4.9400000000000004,10.31,96,4.78,"A",544,"A+++",8.58,5.2,213,1]
[117,null,"2,5+4,2",1.94,3.26,null,null,null,1.7,5.2,6.4,0.35,1.0900000000000001,2.2999999999999998,1.55,4.9400000000000004,10.41,96,4.8,"A",542,"A+++",8.56,5.2,213,1]
[118,null,"2,5+5,0",1.73,3.47,null,null,null,1.7,5.2,6.5,0.35,1.06,2.14,1.55,4.8099999999999996,9.68,96,4.92,"A",529,"A+++",8.5299999999999994,5.2,214,1]
[119,null,"3,5+3,5",2.6,2.6,null,null,null,1.7,5.2,6.4,0.35,1.08,2.2799999999999998,1.55,4.9000000000000004,10.31,96,4.82,"A",540,"A+++",8.57,5.2,213,1]
[120,null,"3,5+4,2",2.36,2.84,null,null,null,1.7,5.2,6.4,0.35,1.08,2.2599999999999998,1.55,4.9000000000000004,10.210000000000001,96,4.83,"A",539,"A+++",8.5500000000000007,5.2,213,1]
[121,null,"3,5+5,0",2.14,3.06,null,null,null,1.7,5.2,6.6,0.35,1.06,2.19,1.55,4.8099999999999996,9.89,96,4.9400000000000004,"A",527,"A+++",8.5,5.2,215,1]
[122,null,"4,2+4,2",2.6,2.6,null,null,null,1.7,5.2,6.5,0.35,1.07,2.2400000000000002,1.55,4.8499999999999996,10.11,96,4.88,"A",533,"A+++",8.5399999999999991,5.2,213,1]
[123,null,"1,5+1,5+1,5",1.5,1.5,1.5,null,null,1.8,4.5,6.7,0.37,0.9,2.2799999999999998,1.65,4.08,10.3,96,5,"A",450,"A+++",8.58,4.5,184,1]
[124,null,"1,5+1,5+2,0",1.5,1.5,2,null,null,1.8,5,6.7,0.37,1.06,2.2599999999999998,1.65,4.8099999999999996,10.199999999999999,96,4.76,"A",526,"A+++",8.51,5.2,214,1]
[125,null,"1,5+1,5+2,5",1.42,1.42,2.36,null,null,1.8,5.2,6.7,0.37,1.0900000000000001,2.23,1.65,4.9400000000000004,10.1,96,4.78,"A",544,"A+++",8.5,5.2,215,1]
[126,null,"1,5+1,5+3,5",1.2,1.2,2.8,null,null,1.9,5.2,6.8,0.37,1.0900000000000001,2.2799999999999998,1.65,4.9400000000000004,10.3,96,4.8099999999999996,"A",541,"A+++",8.5,5.2,215,1]
[127,null,"1,5+1,5+4,2",1.08,1.08,3.03,null,null,1.9,5.2,6.8,0.37,1.08,2.2599999999999998,1.65,4.9000000000000004,10.199999999999999,96,4.83,"A",539,"A+++",8.5,5.2,215,1]
[128,null,"1,5+1,5+5,0",0.98,0.98,3.25,null,null,2,5.2,7.1,0.35,1.05,2.17,1.55,4.76,9.8000000000000007,96,4.9800000000000004,"A",523,"A++",8.24,5.2,221,1]
[129,null,"1,5+2,0+2,0",1.42,1.89,1.89,null,null,1.8,5.2,6.7,0.37,1.1000000000000001,2.21,1.65,4.99,10,96,4.7699999999999996,"A",546,"A+++",8.5,5.2,215,1]
[130,null,"1,5+2,0+2,5",1.3,1.73,2.17,null,null,1.8,5.2,6.7,0.37,1.0900000000000001,2.19,1.65,4.9400000000000004,9.9,96,4.79,"A",543,"A+++",8.5,5.2,215,1]
[131,null,"1,5+2,0+3,5",1.1100000000000001,1.49,2.6,null,null,1.9,5.2,6.8,0.37,1.08,2.23,1.65,4.9000000000000004,10.1,96,4.82,"A",540,"A+++",8.5,5.2,215,1]
[132,null,"1,5+2,0+4,2",1.01,1.35,2.84,null,null,1.9,5.2,6.8,0.37,1.08,2.19,1.65,4.9000000000000004,9.9,96,4.84,"A",538,"A+++",8.5,5.2,215,1]
[133,null,"1,5+2,0+5,0",0.92,1.22,3.06,null,null,2,5.2,7.2,0.35,1.04,2.15,1.55,4.72,9.6999999999999993,96,5.01,"A",519,"A++",8.24,5.2,221,1]
[134,null,"1,5+2,5+2,5",1.2,2,2,null,null,1.8,5.2,6.7,0.37,1.0900000000000001,2.17,1.65,4.9400000000000004,9.8000000000000007,96,4.8099999999999996,"A",541,"A+++",8.52,5.2,214,1]
[135,null,"1,5+2,5+3,5",1.04,1.73,2.4300000000000002,null,null,1.9,5.2,6.8,0.37,1.08,2.21,1.65,4.9000000000000004,10,96,4.8499999999999996,"A",537,"A+++",8.51,5.2,214,1]
[136,null,"1,5+2,5+4,2",0.95,1.59,2.66,null,null,1.9,5.2,6.8,0.37,1.07,2.19,1.65,4.8499999999999996,9.9,96,4.87,"A",534,"A+++",8.5,5.2,214,1]
[137,null,"1,5+2,5+5,0",0.87,1.44,2.89,null,null,2,5.2,7.3,0.35,1.04,2.17,1.55,4.72,9.8000000000000007,96,5.03,"A",517,"A++",8.17,5.2,223,1]
[138,null,"1,5+3,5+3,5",0.92,2.14,2.14,null,null,1.8,5.2,7.3,0.37,1.07,2.15,1.65,4.8499999999999996,9.6999999999999993,96,4.8899999999999997,"A",532,"A+++",8.5,5.2,215,1]
[139,null,"2,0+2,0+2,0",1.73,1.73,1.73,null,null,1.8,5.2,7,0.37,1.07,2.2200000000000002,1.65,4.8499999999999996,10.050000000000001,96,4.87,"A",534,"A+++",8.51,5.2,214,1]
[140,null,"2,0+2,0+2,5",1.6,1.6,2,null,null,1.8,5.2,7,0.37,1.06,2.21,1.65,4.8099999999999996,10,96,4.9400000000000004,"A",527,"A+++",8.51,5.2,214,1]
[141,null,"2,0+2,0+3,5",1.39,1.39,2.4300000000000002,null,null,1.9,5.2,7.2,0.39,1.05,2.17,1.75,4.76,9.8000000000000007,96,4.96,"A",525,"A+++",8.5,5.2,214,1]
[142,null,"2,0+2,0+4,2",1.27,1.27,2.66,null,null,1.9,5.2,7.2,0.39,1.04,2.15,1.75,4.72,9.6999999999999993,96,5,"A",520,"A+++",8.5,5.2,214,1]
[143,null,"2,0+2,0+5,0",1.1599999999999999,1.1599999999999999,2.89,null,null,2,5.2,7.3,0.37,1.03,2.19,1.65,4.67,9.91,96,5.05,"A",515,"A++",8.14,5.2,224,1]
[144,null,"2,0+2,5+2,5",1.49,1.86,1.86,null,null,1.8,5.2,7.1,0.39,1.05,2.12,1.75,4.76,9.6,96,4.9800000000000004,"A",523,"A+++",8.51,5.2,214,1]
[145,null,"2,0+2,5+3,5",1.3,1.63,2.2799999999999998,null,null,1.9,5.2,7.2,0.39,1.04,2.15,1.75,4.72,9.6999999999999993,96,5.01,"A",519,"A+++",8.5,5.2,215,1]
[146,null,"2,0+2,5+4,2",1.2,1.49,2.5099999999999998,null,null,1.9,5.2,7.2,0.39,1.04,2.14,1.75,4.72,9.65,96,5.03,"A",517,"A+++",8.5,5.2,214,1]
[147,null,"2,0+3,5+3,5",1.1599999999999999,2.02,2.02,null,null,1.9,5.2,7.3,0.39,1.04,2.15,1.75,4.72,9.6999999999999993,96,5.0199999999999996,"A",518,"A+++",8.5,5.2,215,1]
[148,null,"2,5+2,5+2,5",1.73,1.73,1.73,null,null,1.9,5.2,7.1,0.39,1.04,2.19,1.75,4.72,9.9,96,5,"A",520,"A+++",8.5,5.2,215,1]
[149,null,"2,5+2,5+3,5",1.53,1.53,2.14,null,null,1.9,5.2,7.2,0.39,1.04,2.16,1.75,4.72,9.75,96,5.0199999999999996,"A",518,"A+++",8.5,5.2,215,1]
[150,"3MXM68N2V1B","1,5",1.6,null,null,null,null,1.52,1.6,2.4900000000000002,0.4,0.42,0.59,1.82,1.98,2.71,95,null,null,null,null,null,null,null,1]
[151,null,"2,0",2,null,null,null,null,1.66,2,2.68,0.42,0.43,0.6,1.91,2.08,2.75,95,null,null,null,null,null,null,null,1]
[152,null,"2,5",2.5,null,null,null,null,1.74,2.5,3.44,0.44,0.44,0.82,2,2.62,3.77,95,null,null,null,null,null,null,null,1]
[153,null,"3,5",3.5,null,null,null,null,1.93,3.5,4.8600000000000003,0.46,0.46,1.43,2.09,3.84,6.53,95,null,null,null,null,null,null,null,1]
[154,null,"4,2",4.2,null,null,null,null,1.93,4.2,5.33,0.46,0.46,1.44,2.09,3.93,6.57,95,null,null,null,null,null,null,null,1]
[155,null,"5,0",5,null,null,null,null,1.94,5,6.03,0.44,0.44,2.13,2,7.2,9.77,95,null,null,null,null,null,null,null,1]
[156,null,"6,0",6,null,null,null,null,1.94,6,6.51,0.44,0.44,2.13,2,7.29,9.77,95,null,null,null,null,null,null,null,1]
[157,null,"1,5+1,5",1.5,1.5,null,null,null,1.95,3,4.79,0.4,0.51,1.1499999999999999,1.81,2.34,5.25,95,5.96,"A",255,"A++",7.29,3,144,1]
[158,null,"1,5+2,0",1.5,2,null,null,null,1.95,3.5,4.96,0.4,0.62,1.22,1.81,2.84,5.58,95,5.66,"A",310,"A++",7.53,3.5,163,1]
[159,null,"1,5+2,5",1.5,2.5,null,null,null,1.95,4,5.28,0.4,0.75,1.36,1.81,3.44,6.23,95,5.36,"A",375,"A++",7.75,4,181,1]
[160,null,"1,5+3,5",1.5,3.5,null,null,null,1.95,5,6.17,0.39,1.04,1.83,1.77,4.76,8.39,95,4.8099999999999996,"A",520,"A++",7.8,5,225,1]
[161,null,"1,5+4,2",1.5,4.2,null,null,null,1.95,5.7,6.39,0.39,1.27,1.96,1.77,5.82,8.9600000000000009,95,4.51,"A",635,"A++",7.84,5.7,255,1]
[162,null,"1,5+5,0",1.5,5,null,null,null,1.95,6.5,7.08,0.38,1.5,2.23,1.73,6.87,10.220000000000001,95,4.3600000000000003,"A",750,"A++",7.86,6.5,290,1]
[163,null,"1,5+6,0",1.36,5.44,null,null,null,1.96,6.8,7.59,0.37,1.62,2.36,1.68,7.42,10.79,95,4.21,"A",810,"A++",7.81,6.8,305,1]
[164,null,"2,0+2,0",2,2,null,null,null,1.95,4,5.12,0.4,0.75,1.29,1.81,3.44,5.91,95,5.36,"A",375,"A++",7.75,4,181,1]
[165,null,"2,0+2,5",2,2.5,null,null,null,1.95,4.5,5.44,0.4,0.89,1.43,1.81,4.08,6.56,95,5.0599999999999996,"A",445,"A++",7.8,4.5,202,1]
[166,null,"2,0+3,5",2,3.5,null,null,null,1.95,5.5,6.3,0.39,1.17,1.91,1.77,5.36,8.76,95,4.71,"A",585,"A++",7.91,5.5,244,1]
[167,null,"2,0+4,2",2,4.2,null,null,null,1.95,6.2,6.51,0.39,1.43,2.0499999999999998,1.77,6.55,9.3699999999999992,95,4.3600000000000003,"A",715,"A++",7.88,6.2,276,1]
[168,null,"2,0+5,0",1.94,4.8600000000000003,null,null,null,1.95,6.8,7.26,0.38,1.59,2.36,1.73,7.28,10.79,95,4.28,"A",795,"A++",7.78,6.8,306,1]
[169,null,"2,0+6,0",1.7,5.0999999999999996,null,null,null,1.96,6.8,7.71,0.37,1.61,2.4500000000000002,1.68,7.37,11.2,95,4.2300000000000004,"A",805,"A++",7.71,6.8,309,1]
[170,null,"2,5+2,5",2.5,2.5,null,null,null,1.95,5,6.1,0.41,1.01,1.78,1.89,4.63,8.15,95,4.96,"A",505,"A++",7.81,5,224,1]
[171,null,"2,5+3,5",2.5,3.5,null,null,null,1.95,6,6.57,0.4,1.29,2.11,1.81,5.91,9.65,95,4.66,"A",645,"A++",7.94,6,265,1]
[172,null,"2,5+4,2",2.5,4.2,null,null,null,1.95,6.7,6.95,0.4,1.51,2.38,1.81,6.92,10.88,95,4.46,"A",755,"A++",7.99,6.7,294,1]
[173,null,"2,5+5,0",2.27,4.53,null,null,null,1.95,6.8,7.37,0.37,1.5,2.4500000000000002,1.68,6.87,11.2,95,4.5599999999999996,"A",750,"A++",7.93,6.8,300,1]
[174,null,"2,5+6,0",2,4.8,null,null,null,1.96,6.8,7.71,0.35,1.48,2.4500000000000002,1.6,6.78,11.2,95,4.6100000000000003,"A",740,"A++",7.9,6.8,301,1]
[175,null,"3,5+3,5",3.4,3.4,null,null,null,1.95,6.8,7.13,0.38,1.45,2.37,1.73,6.64,10.83,95,4.7,"A",725,"A++",8.02,6.8,297,1]
[176,null,"3,5+4,2",3.09,3.71,null,null,null,1.95,6.8,7.24,0.38,1.45,2.46,1.73,6.64,11.24,95,4.72,"A",725,"A++",8,6.8,298,1]
[177,null,"3,5+5,0",2.8,4,null,null,null,1.95,6.8,7.76,0.35,1.42,2.78,1.6,6.5,12.71,95,4.82,"A",710,"A++",7.92,6.8,301,1]
[178,null,"3,5+6,0",2.5099999999999998,4.29,null,null,null,2.2599999999999998,6.8,8.07,0.4,1.4,2.72,1.81,6.41,12.46,95,4.87,"A",700,"A++",7.89,6.8,302,1]
[179,null,"4,2+4,2",3.4,3.4,null,null,null,1.95,6.8,7.14,0.38,1.44,2.37,1.73,6.6,10.83,95,4.74,"A",720,"A++",7.98,6.8,298,1]
[180,null,"4,2+5,0",3.1,3.7,null,null,null,1.95,6.8,7.77,0.35,1.41,2.78,1.6,6.46,12.71,95,4.84,"A",705,"A++",7.9,6.8,302,1]
[181,null,"4,2+6,0",2.8,4,null,null,null,2.2599999999999998,6.8,8.08,0.4,1.4,2.72,1.81,6.41,12.46,95,4.8899999999999997,"A",700,"A++",7.87,6.8,303,1]
[182,null,"5,0+5,0",3.4,3.4,null,null,null,2.34,6.8,8.2200000000000006,0.43,1.38,2.98,1.98,6.32,13.65,95,4.9400000000000004,"A",690,"A++",7.88,6.8,302,1]
[183,null,"5,0+6,0",3.09,3.71,null,null,null,2.4700000000000002,6.8,8.4499999999999993,0.44,1.37,2.92,2.02,6.28,13.36,95,4.99,"A",685,"A++",7.85,6.8,304,1]
[184,null,"1,5+1,5+1,5",1.5,1.5,1.5,null,null,1.96,4.5,6.4,0.39,0.61,1.57,1.77,2.8,7.17,95,7.46,"A",305,"A+++",8.5399999999999991,4.5,185,1]
[185,null,"1,5+1,5+2,0",1.44,1.44,1.92,null,null,1.96,4.8,6.56,0.39,0.7,1.65,1.77,3.21,7.54,95,6.86,"A",350,"A+++",8.52,4.8,198,1]
[186,null,"1,5+1,5+2,5",1.36,1.36,2.27,null,null,1.96,5,6.72,0.39,0.8,1.73,1.77,3.67,7.9,95,6.26,"A",400,"A+++",8.5,5,206,1]
[187,null,"1,5+1,5+3,5",1.5,1.5,3.5,null,null,1.96,6.5,7.11,0.38,1.56,1.92,1.73,7.14,8.8000000000000007,95,4.1900000000000004,"A",780,"A++",7.85,6.5,290,1]
[188,null,"1,5+1,5+4,2",1.42,1.42,3.97,null,null,1.96,6.8,7.33,0.38,1.8,2.0499999999999998,1.73,8.24,9.3699999999999992,95,3.79,"A",900,"A++",7.71,6.8,309,1]
[189,null,"1,5+1,5+5,0",1.28,1.28,4.25,null,null,1.96,6.8,7.74,0.36,1.75,2.2200000000000002,1.64,8.01,10.14,95,3.89,"A",875,"A++",7.64,6.8,312,1]
[190,null,"1,5+1,5+6,0",1.1299999999999999,1.1299999999999999,4.53,null,null,2.31,6.8,7.99,0.4,1.73,2.17,1.85,7.92,9.94,95,3.94,"A",865,"A++",7.62,6.8,313,1]
[191,null,"1,5+2,0+2,0",1.5,2,2,null,null,1.96,5.5,6.48,0.39,1.01,1.61,1.77,4.63,7.37,95,5.46,"A",505,"A++",8.17,5.5,236,1]
[192,null,"1,5+2,0+2,5",1.5,2,2.5,null,null,1.96,6,6.87,0.39,1.32,1.81,1.77,6.05,8.27,95,4.5599999999999996,"A",660,"A++",7.9,6,266,1]
[193,null,"1,5+2,0+3,5",1.46,1.94,3.4,null,null,1.96,6.8,7.25,0.38,1.8,2.0099999999999998,1.73,8.24,9.2100000000000009,95,3.79,"A",900,"A++",7.71,6.8,309,1]
[194,null,"1,5+2,0+4,2",1.32,1.77,3.71,null,null,1.96,6.8,7.47,0.38,1.79,2.14,1.73,8.1999999999999993,9.7799999999999994,95,3.81,"A",895,"A++",7.69,6.8,310,1]
[195,null,"1,5+2,0+5,0",1.2,1.6,4,null,null,1.96,6.8,7.87,0.36,1.74,2.31,1.64,7.97,10.55,95,3.91,"A",870,"A++",7.63,6.8,312,1]
[196,null,"1,5+2,0+6,0",1.07,1.43,4.29,null,null,2.31,6.8,8.1300000000000008,0.4,1.72,2.2599999999999998,1.85,7.88,10.35,95,3.96,"A",860,"A++",7.6,6.8,313,1]
[197,null,"1,5+2,5+2,5",1.5,2.5,2.5,null,null,1.96,6.5,7.1,0.38,1.63,1.92,1.73,7.46,8.8000000000000007,95,4.01,"A",815,"A++",7.76,6.5,294,1]
[198,null,"1,5+2,5+3,5",1.36,2.27,3.17,null,null,1.96,6.8,7.6,0.36,1.79,2.23,1.64,8.1999999999999993,10.18,95,3.81,"A",895,"A++",7.69,6.8,310,1]
[199,null,"1,5+2,5+4,2",1.24,2.0699999999999998,3.48,null,null,1.96,6.8,7.81,0.36,1.78,2.35,1.64,8.15,10.75,95,3.83,"A",890,"A++",7.67,6.8,310,1]
[200,null,"1,5+2,5+5,0",1.1299999999999999,1.89,3.78,null,null,1.96,6.8,7.95,0.36,1.74,2.35,1.64,7.97,10.75,95,3.93,"A",870,"A++",7.61,6.8,313,1]
[201,null,"1,5+2,5+6,0",1.02,1.7,4.08,null,null,2.31,6.8,8.42,0.41,1.71,2.44,1.89,7.83,11.16,95,3.98,"A",855,"A++",7.59,6.8,314,1]
[202,null,"1,5+3,5+3,5",1.2,2.8,2.8,null,null,1.96,6.8,7.94,0.37,1.77,2.4500000000000002,1.68,8.11,11.2,95,3.85,"A",885,"A++",7.67,6.8,311,1]
[203,null,"1,5+3,5+4,2",1.1100000000000001,2.59,3.1,null,null,1.96,6.8,8.1300000000000008,0.37,1.76,2.58,1.68,8.06,11.81,95,3.87,"A",880,"A++",7.65,6.8,311,1]
[204,null,"1,5+3,5+5,0",1.02,2.38,3.4,null,null,1.96,6.8,8.4600000000000009,0.33,1.72,2.72,1.52,7.88,12.46,95,3.97,"A",860,"A++",7.58,6.8,314,1]
[205,null,"1,5+3,5+6,0",0.93,2.16,3.71,null,null,2.31,6.8,8.56,0.41,1.7,2.5299999999999998,1.89,7.79,11.57,95,4.0199999999999996,"A",850,"A++",7.56,6.8,315,1]
[206,null,"1,5+4,2+4,2",1.03,2.88,2.88,null,null,1.96,6.8,8.26,0.37,1.75,2.68,1.68,8.01,12.26,95,3.89,"A",875,"A++",7.63,6.8,312,1]
[207,null,"1,5+4,2+5,0",0.95,2.67,3.18,null,null,1.96,6.8,8.5299999999999994,0.33,1.71,2.77,1.52,7.83,12.67,95,3.99,"A",855,"A++",7.56,6.8,315,1]
[208,null,"2,0+2,0+2,0",2,2,2,null,null,1.96,6,6.64,0.39,1.34,1.68,1.77,6.14,7.7,95,4.51,"A",670,"A++",7.84,6,268,1]
[209,null,"2,0+2,0+2,5",2,2,2.5,null,null,1.96,6.5,7.03,0.39,1.63,1.89,1.77,7.46,8.64,95,4.01,"A",815,"A++",7.76,6.5,294,1]
[210,null,"2,0+2,0+3,5",1.81,1.81,3.17,null,null,1.96,6.8,7.4,0.38,1.79,2.09,1.73,8.1999999999999993,9.57,95,3.81,"A",895,"A++",7.69,6.8,310,1]
[211,null,"2,0+2,0+4,2",1.66,1.66,3.48,null,null,1.96,6.8,7.61,0.38,1.78,2.23,1.73,8.15,10.18,95,3.83,"A",890,"A++",7.67,6.8,310,1]
[212,null,"2,0+2,0+5,0",1.51,1.51,3.78,null,null,1.96,6.8,8.01,0.36,1.74,2.39,1.64,7.97,10.96,95,3.93,"A",870,"A++",7.61,6.8,313,1]
[213,null,"2,0+2,0+6,0",1.36,1.36,4.08,null,null,2.31,6.8,8.27,0.4,1.71,2.35,1.85,7.83,10.75,95,3.98,"A",855,"A++",7.59,6.8,314,1]
[214,null,"2,0+2,5+2,5",1.94,2.4300000000000002,2.4300000000000002,null,null,1.96,6.8,7.24,0.38,1.77,2.0099999999999998,1.73,8.11,9.2100000000000009,95,3.85,"A",885,"A++",7.71,6.8,309,1]
[215,null,"2,0+2,5+3,5",1.7,2.13,2.98,null,null,1.96,6.8,7.74,0.36,1.76,2.31,1.64,8.06,10.55,95,3.87,"A",880,"A++",7.69,6.8,310,1]
[216,null,"2,0+2,5+4,2",1.56,1.95,3.28,null,null,1.96,6.8,7.94,0.36,1.75,2.4500000000000002,1.64,8.01,11.2,95,3.89,"A",875,"A++",7.68,6.8,310,1]
[217,null,"2,0+2,5+5,0",1.43,1.79,3.58,null,null,1.96,6.8,8.08,0.36,1.71,2.44,1.64,7.83,11.16,95,3.99,"A",855,"A++",7.61,6.8,313,1]
[218,null,"2,0+2,5+6,0",1.3,1.62,3.89,null,null,2.31,6.8,8.5500000000000007,0.41,1.69,2.5299999999999998,1.89,7.74,11.57,95,4.04,"A",845,"A++",7.58,6.8,314,1]
[219,null,"2,0+3,5+3,5",1.51,2.64,2.64,null,null,1.96,6.8,8.07,0.37,1.74,2.54,1.68,7.97,11.61,95,3.91,"A",870,"A++",7.67,6.8,311,1]
[220,null,"2,0+3,5+4,2",1.4,2.4500000000000002,2.94,null,null,1.96,6.8,8.25,0.37,1.74,2.68,1.68,7.97,12.26,95,3.93,"A",870,"A++",7.65,6.8,311,1]
[221,null,"2,0+3,5+5,0",1.3,2.27,3.24,null,null,2.2799999999999998,6.8,8.58,0.4,1.69,2.82,1.85,7.74,12.91,95,4.03,"A",845,"A++",7.58,6.8,314,1]
[222,null,"2,0+4,2+4,2",1.31,2.75,2.75,null,null,1.96,6.8,8.3699999999999992,0.37,1.73,2.77,1.68,7.92,12.67,95,3.95,"A",865,"A++",7.63,6.8,312,1]
[223,null,"2,5+2,5+2,5",2.27,2.27,2.27,null,null,1.96,6.8,7.53,0.38,1.76,2.1800000000000002,1.73,8.06,9.98,95,3.87,"A",880,"A++",7.7,6.8,310,1]
[224,null,"2,5+2,5+3,5",2,2,2.8,null,null,1.96,6.8,7.94,0.36,1.72,2.4500000000000002,1.64,7.88,11.2,95,3.97,"A",860,"A++",7.62,6.8,313,1]
[225,null,"2,5+2,5+4,2",1.85,1.85,3.1,null,null,1.96,6.8,8.1199999999999992,0.36,1.71,2.58,1.64,7.83,11.81,95,3.99,"A",855,"A++",7.6,6.8,313,1]
[226,null,"2,5+2,5+5,0",1.7,1.7,3.4,null,null,2.2799999999999998,6.8,8.4499999999999993,0.4,1.67,2.72,1.85,7.65,12.46,95,4.09,"A",835,"A++",7.53,6.8,316,1]
[227,null,"2,5+2,5+6,0",1.55,1.55,3.71,null,null,2.42,6.8,8.74,0.4,1.65,2.67,1.85,7.56,12.22,95,4.1399999999999997,"A",825,"A++",7.51,6.8,317,1]
[228,null,"2,5+3,5+3,5",1.79,2.5099999999999998,2.5099999999999998,null,null,2.27,6.8,8.3000000000000007,0.4,1.7,2.72,1.85,7.79,12.46,95,4.01,"A",850,"A++",7.59,6.8,314,1]
[229,null,"2,5+3,5+4,2",1.67,2.33,2.8,null,null,2.27,6.8,8.43,0.4,1.69,2.82,1.85,7.74,12.91,95,4.03,"A",845,"A++",7.58,6.8,314,1]
[230,null,"2,5+3,5+5,0",1.55,2.16,3.09,null,null,2.48,6.8,8.74,0.42,1.65,2.96,1.94,7.56,13.56,95,4.13,"A",825,"A++",7.5,6.8,317,1]
[231,null,"2,5+4,2+4,2",1.56,2.62,2.62,null,null,2.27,6.8,8.49,0.4,1.68,2.87,1.85,7.69,13.12,95,4.05,"A",840,"A++",7.56,6.8,315,1]
[232,null,"3,5+3,5+3,5",2.27,2.27,2.27,null,null,2.38,6.8,8.59,0.4,1.68,2.96,1.81,7.69,13.56,95,4.05,"A",840,"A++",7.57,6.8,315,1]
[233,"4MXM68N2V1B","1,5",1.6,null,null,null,null,1.57,1.6,2.4900000000000002,0.4,0.42,0.59,1.82,1.98,2.71,95,null,null,null,null,null,null,null,1]
[234,null,"2,0",2,null,null,null,null,1.65,2,2.68,0.42,0.43,0.6,1.91,2.08,2.75,95,null,null,null,null,null,null,null,1]
[235,null,"2,5",2.5,null,null,null,null,1.74,2.5,3.44,0.44,0.44,0.82,2,2.62,3.77,95,null,null,null,null,null,null,null,1]
[236,null,"3,5",3.5,null,null,null,null,1.93,3.5,4.8600000000000003,0.46,0.46,1.43,2.09,3.84,6.53,95,null,null,null,null,null,null,null,1]
[237,null,"4,2",4.2,null,null,null,null,1.93,4.2,5.33,0.46,0.46,1.44,2.09,3.93,6.57,95,null,null,null,null,null,null,null,1]
[238,null,"5,0",5,null,null,null,null,1.94,5,6.03,0.44,0.44,2.13,2,7.2,9.77,95,null,null,null,null,null,null,null,1]
[239,null,"6,0",6,null,null,null,null,1.94,6,6.51,0.44,0.44,2.13,2,7.29,9.77,95,null,null,null,null,null,null,null,1]
[240,null,"1,5+1,5",1.5,1.5,null,null,null,1.95,3,4.79,0.4,0.6,1.1499999999999999,1.81,2.34,5.25,95,5.96,"A",255,"A++",7.29,3,144,1]
[241,null,"1,5+2,0",1.5,2,null,null,null,1.95,3.5,4.96,0.4,0.74,1.22,1.81,2.84,5.58,95,5.66,"A",310,"A++",7.53,3.5,163,1]
[242,null,"1,5+2,5",1.5,2.5,null,null,null,1.95,4,5.28,0.4,0.89,1.36,1.81,3.44,6.23,95,5.36,"A",375,"A++",7.75,4,181,1]
[243,null,"1,5+3,5",1.5,3.5,null,null,null,1.95,5,6.17,0.39,1.24,1.83,1.77,4.76,8.39,95,4.8099999999999996,"A",520,"A++",7.8,5,225,1]
[244,null,"1,5+4,2",1.5,4.2,null,null,null,1.95,5.7,6.39,0.39,1.51,1.96,1.77,5.82,8.9600000000000009,95,4.51,"A",635,"A++",7.84,5.7,255,1]
[245,null,"1,5+5,0",1.5,5,null,null,null,1.95,6.5,7.08,0.38,1.78,2.23,1.73,6.87,10.220000000000001,95,4.3600000000000003,"A",750,"A++",7.86,6.5,290,1]
[246,null,"1,5+6,0",1.36,5.44,null,null,null,1.96,6.8,7.59,0.37,1.93,2.36,1.68,7.42,10.79,95,4.21,"A",810,"A++",7.81,6.8,305,1]
[247,null,"2,0+2,0",2,2,null,null,null,1.95,4,5.12,0.4,0.89,1.29,1.81,3.44,5.91,95,5.36,"A",375,"A++",7.75,4,181,1]
[248,null,"2,0+2,5",2,2.5,null,null,null,1.95,4.5,5.44,0.4,1.06,1.43,1.81,4.08,6.56,95,5.0599999999999996,"A",445,"A++",7.8,4.5,202,1]
[249,null,"2,0+3,5",2,3.5,null,null,null,1.95,5.5,6.3,0.39,1.39,1.91,1.77,5.36,8.76,95,4.71,"A",585,"A++",7.91,5.5,244,1]
[250,null,"2,0+4,2",2,4.2,null,null,null,1.95,6.2,6.51,0.39,1.7,2.0499999999999998,1.77,6.55,9.3699999999999992,95,4.3600000000000003,"A",715,"A++",7.88,6.2,276,1]
[251,null,"2,0+5,0",1.94,4.8600000000000003,null,null,null,1.95,6.8,7.26,0.38,1.9,2.36,1.73,7.28,10.79,95,4.28,"A",795,"A++",7.78,6.8,306,1]
[252,null,"2,0+6,0",1.7,5.0999999999999996,null,null,null,1.96,6.8,7.71,0.37,1.92,2.4500000000000002,1.68,7.37,11.2,95,4.2300000000000004,"A",805,"A++",7.71,6.8,309,1]
[253,null,"2,5+2,5",2.5,2.5,null,null,null,1.95,5,6.1,0.41,1.2,1.78,1.89,4.63,8.15,95,4.96,"A",505,"A++",7.81,5,224,1]
[254,null,"2,5+3,5",2.5,3.5,null,null,null,1.95,6,6.57,0.4,1.54,2.11,1.81,5.91,9.65,95,4.66,"A",645,"A++",7.94,6,265,1]
[255,null,"2,5+4,2",2.5,4.2,null,null,null,1.95,6.7,6.95,0.4,1.79,2.38,1.81,6.92,10.88,95,4.46,"A",755,"A++",7.99,6.7,294,1]
[256,null,"2,5+5,0",2.27,4.53,null,null,null,1.95,6.8,7.37,0.37,1.78,2.4500000000000002,1.68,6.87,11.2,95,4.5599999999999996,"A",750,"A++",7.93,6.8,300,1]
[257,null,"2,5+6,0",2,4.8,null,null,null,1.96,6.8,7.71,0.35,1.76,2.4500000000000002,1.6,6.78,11.2,95,4.6100000000000003,"A",740,"A++",7.9,6.8,301,1]
[258,null,"3,5+3,5",3.4,3.4,null,null,null,1.95,6.8,7.13,0.38,1.73,2.37,1.73,6.64,10.83,95,4.7,"A",725,"A++",8.02,6.8,297,1]
[259,null,"3,5+4,2",3.09,3.71,null,null,null,1.95,6.8,7.24,0.38,1.72,2.46,1.73,6.64,11.24,95,4.72,"A",725,"A++",8,6.8,298,1]
[260,null,"3,5+5,0",2.8,4,null,null,null,1.95,6.8,7.76,0.35,1.68,2.78,1.6,6.5,12.71,95,4.82,"A",710,"A++",7.92,6.8,301,1]
[261,null,"3,5+6,0",2.5099999999999998,4.29,null,null,null,2.2599999999999998,6.8,8.07,0.4,1.67,2.72,1.81,6.41,12.46,95,4.87,"A",700,"A++",7.89,6.8,302,1]
[262,null,"4,2+4,2",3.4,3.4,null,null,null,1.95,6.8,7.14,0.38,1.71,2.37,1.73,6.6,10.83,95,4.74,"A",720,"A++",7.98,6.8,298,1]
[263,null,"4,2+5,0",3.1,3.7,null,null,null,1.95,6.8,7.77,0.35,1.68,2.78,1.6,6.46,12.71,95,4.84,"A",705,"A++",7.9,6.8,302,1]
[264,null,"4,2+6,0",2.8,4,null,null,null,2.2599999999999998,6.8,8.08,0.4,1.66,2.72,1.81,6.41,12.46,95,4.8899999999999997,"A",700,"A++",7.87,6.8,303,1]
[265,null,"5,0+5,0",3.4,3.4,null,null,null,2.34,6.8,8.2200000000000006,0.43,1.64,2.98,1.98,6.32,13.65,95,4.9400000000000004,"A",690,"A++",7.88,6.8,302,1]
[266,null,"5,0+6,0",3.09,3.71,null,null,null,2.4700000000000002,6.8,8.4499999999999993,0.44,1.63,2.92,2.02,6.28,13.36,95,4.99,"A",685,"A++",7.85,6.8,304,1]
[267,null,"1,5+1,5+1,5",1.5,1.5,1.5,null,null,1.96,4.5,6.4,0.39,0.61,1.57,1.77,2.8,7.17,95,7.46,"A",305,"A+++",8.5399999999999991,4.5,185,1]
[268,null,"1,5+1,5+2,0",1.44,1.44,1.92,null,null,1.96,4.8,6.56,0.39,0.7,1.65,1.77,3.21,7.54,95,6.86,"A",350,"A+++",8.52,4.8,198,1]
[269,null,"1,5+1,5+2,5",1.36,1.36,2.27,null,null,1.96,5,6.72,0.39,0.8,1.73,1.77,3.67,7.9,95,6.26,"A",400,"A+++",8.5,5,206,1]
[270,null,"1,5+1,5+3,5",1.5,1.5,3.5,null,null,1.96,6.5,7.11,0.38,1.56,1.92,1.73,7.14,8.8000000000000007,95,4.1900000000000004,"A",780,"A++",7.85,6.5,290,1]
[271,null,"1,5+1,5+4,2",1.42,1.42,3.97,null,null,1.96,6.8,7.33,0.38,1.8,2.0499999999999998,1.73,8.24,9.3699999999999992,95,3.79,"A",900,"A++",7.71,6.8,309,1]
[272,null,"1,5+1,5+5,0",1.28,1.28,4.25,null,null,1.96,6.8,7.74,0.36,1.75,2.2200000000000002,1.64,8.01,10.14,95,3.89,"A",875,"A++",7.64,6.8,312,1]
[273,null,"1,5+1,5+6,0",1.1299999999999999,1.1299999999999999,4.53,null,null,2.31,6.8,7.99,0.4,1.73,2.17,1.85,7.92,9.94,95,3.94,"A",865,"A++",7.62,6.8,313,1]
[274,null,"1,5+2,0+2,0",1.5,2,2,null,null,1.96,5.5,6.48,0.39,1.01,1.61,1.77,4.63,7.37,95,5.46,"A",505,"A++",8.17,5.5,236,1]
[275,null,"1,5+2,0+2,5",1.5,2,2.5,null,null,1.96,6,6.87,0.39,1.32,1.81,1.77,6.05,8.27,95,4.5599999999999996,"A",660,"A++",7.9,6,266,1]
[276,null,"1,5+2,0+3,5",1.46,1.94,3.4,null,null,1.96,6.8,7.25,0.38,1.8,2.0099999999999998,1.73,8.24,9.2100000000000009,95,3.79,"A",900,"A++",7.71,6.8,309,1]
[277,null,"1,5+2,0+4,2",1.32,1.77,3.71,null,null,1.96,6.8,7.47,0.38,1.79,2.14,1.73,8.1999999999999993,9.7799999999999994,95,3.81,"A",895,"A++",7.69,6.8,310,1]
[278,null,"1,5+2,0+5,0",1.2,1.6,4,null,null,1.96,6.8,7.87,0.36,1.74,2.31,1.64,7.97,10.55,95,3.91,"A",870,"A++",7.63,6.8,312,1]
[279,null,"1,5+2,0+6,0",1.07,1.43,4.29,null,null,2.31,6.8,8.1300000000000008,0.4,1.72,2.2599999999999998,1.85,7.88,10.35,95,3.96,"A",860,"A++",7.6,6.8,313,1]
[280,null,"1,5+2,5+2,5",1.5,2.5,2.5,null,null,1.96,6.5,7.1,0.38,1.63,1.92,1.73,7.46,8.8000000000000007,95,4.01,"A",815,"A++",7.76,6.5,294,1]
[281,null,"1,5+2,5+3,5",1.36,2.27,3.17,null,null,1.96,6.8,7.6,0.36,1.79,2.23,1.64,8.1999999999999993,10.18,95,3.81,"A",895,"A++",7.69,6.8,310,1]
[282,null,"1,5+2,5+4,2",1.24,2.0699999999999998,3.48,null,null,1.96,6.8,7.81,0.36,1.78,2.35,1.64,8.15,10.75,95,3.83,"A",890,"A++",7.67,6.8,310,1]
[283,null,"1,5+2,5+5,0",1.1299999999999999,1.89,3.78,null,null,1.96,6.8,7.95,0.36,1.74,2.35,1.64,7.97,10.75,95,3.93,"A",870,"A++",7.61,6.8,313,1]
[284,null,"1,5+2,5+6,0",1.02,1.7,4.08,null,null,2.31,6.8,8.42,0.41,1.71,2.44,1.89,7.83,11.16,95,3.98,"A",855,"A++",7.59,6.8,314,1]
[285,null,"1,5+3,5+3,5",1.2,2.8,2.8,null,null,1.96,6.8,7.94,0.37,1.77,2.4500000000000002,1.68,8.11,11.2,95,3.85,"A",885,"A++",7.67,6.8,311,1]
[286,null,"1,5+3,5+4,2",1.1100000000000001,2.59,3.1,null,null,1.96,6.8,8.1300000000000008,0.37,1.76,2.58,1.68,8.06,11.81,95,3.87,"A",880,"A++",7.65,6.8,311,1]
[287,null,"1,5+3,5+5,0",1.02,2.38,3.4,null,null,1.96,6.8,8.4600000000000009,0.33,1.72,2.72,1.52,7.88,12.46,95,3.97,"A",860,"A++",7.58,6.8,314,1]
[288,null,"1,5+3,5+6,0",0.93,2.16,3.71,null,null,2.31,6.8,8.56,0.41,1.7,2.5299999999999998,1.89,7.79,11.57,95,4.0199999999999996,"A",850,"A++",7.56,6.8,315,1]
[289,null,"1,5+4,2+4,2",1.03,2.88,2.88,null,null,1.96,6.8,8.26,0.37,1.75,2.68,1.68,8.01,12.26,95,3.89,"A",875,"A++",7.63,6.8,312,1]
[290,null,"1,5+4,2+5,0",0.95,2.67,3.18,null,null,1.96,6.8,8.5299999999999994,0.33,1.71,2.77,1.52,7.83,12.67,95,3.99,"A",855,"A++",7.56,6.8,315,1]
[291,null,"2,0+2,0+2,0",2,2,2,null,null,1.96,6,6.64,0.39,1.34,1.68,1.77,6.14,7.7,95,4.51,"A",670,"A++",7.84,6,268,1]
[292,null,"2,0+2,0+2,5",2,2,2.5,null,null,1.96,6.5,7.03,0.39,1.63,1.89,1.77,7.46,8.64,95,4.01,"A",815,"A++",7.76,6.5,294,1]
[293,null,"2,0+2,0+3,5",1.81,1.81,3.17,null,null,1.96,6.8,7.4,0.38,1.79,2.09,1.73,8.1999999999999993,9.57,95,3.81,"A",895,"A++",7.69,6.8,310,1]
[294,null,"2,0+2,0+4,2",1.66,1.66,3.48,null,null,1.96,6.8,7.61,0.38,1.78,2.23,1.73,8.15,10.18,95,3.83,"A",890,"A++",7.67,6.8,310,1]
[295,null,"2,0+2,0+5,0",1.51,1.51,3.78,null,null,1.96,6.8,8.01,0.36,1.74,2.39,1.64,7.97,10.96,95,3.93,"A",870,"A++",7.61,6.8,313,1]
[296,null,"2,0+2,0+6,0",1.36,1.36,4.08,null,null,2.31,6.8,8.27,0.4,1.71,2.35,1.85,7.83,10.75,95,3.98,"A",855,"A++",7.59,6.8,314,1]
[297,null,"2,0+2,5+2,5",1.94,2.4300000000000002,2.4300000000000002,null,null,1.96,6.8,7.24,0.38,1.77,2.0099999999999998,1.73,8.11,9.2100000000000009,95,3.85,"A",885,"A++",7.71,6.8,309,1]
[298,null,"2,0+2,5+3,5",1.7,2.13,2.98,null,null,1.96,6.8,7.74,0.36,1.76,2.31,1.64,8.06,10.55,95,3.87,"A",880,"A++",7.69,6.8,310,1]
[299,null,"2,0+2,5+4,2",1.56,1.95,3.28,null,null,1.96,6.8,7.94,0.36,1.75,2.4500000000000002,1.64,8.01,11.2,95,3.89,"A",875,"A++",7.68,6.8,310,1]
[300,null,"2,0+2,5+5,0",1.43,1.79,3.58,null,null,1.96,6.8,8.08,0.36,1.71,2.44,1.64,7.83,11.16,95,3.99,"A",855,"A++",7.61,6.8,313,1]
[301,null,"2,0+2,5+6,0",1.3,1.62,3.89,null,null,2.31,6.8,8.5500000000000007,0.41,1.69,2.5299999999999998,1.89,7.74,11.57,95,4.04,"A",845,"A++",7.58,6.8,314,1]
[302,null,"2,0+3,5+3,5",1.51,2.64,2.64,null,null,1.96,6.8,8.07,0.37,1.74,2.54,1.68,7.97,11.61,95,3.91,"A",870,"A++",7.67,6.8,311,1]
[303,null,"2,0+3,5+4,2",1.4,2.4500000000000002,2.94,null,null,1.96,6.8,8.25,0.37,1.74,2.68,1.68,7.97,12.26,95,3.93,"A",870,"A++",7.65,6.8,311,1]
[304,null,"2,0+3,5+5,0",1.3,2.27,3.24,null,null,2.2799999999999998,6.8,8.58,0.4,1.69,2.82,1.85,7.74,12.91,95,4.03,"A",845,"A++",7.58,6.8,314,1]
[305,null,"2,0+4,2+4,2",1.31,2.75,2.75,null,null,1.96,6.8,8.3699999999999992,0.37,1.73,2.77,1.68,7.92,12.67,95,3.95,"A",865,"A++",7.63,6.8,312,1]
[306,null,"2,5+2,5+2,5",2.27,2.27,2.27,null,null,1.96,6.8,7.53,0.38,1.76,2.1800000000000002,1.73,8.06,9.98,95,3.87,"A",880,"A++",7.7,6.8,310,1]
[307,null,"2,5+2,5+3,5",2,2,2.8,null,null,1.96,6.8,7.94,0.36,1.72,2.4500000000000002,1.64,7.88,11.2,95,3.97,"A",860,"A++",7.62,6.8,313,1]
[308,null,"2,5+2,5+4,2",1.85,1.85,3.1,null,null,1.96,6.8,8.1199999999999992,0.36,1.71,2.58,1.64,7.83,11.81,95,3.99,"A",855,"A++",7.6,6.8,313,1]
[309,null,"2,5+2,5+5,0",1.7,1.7,3.4,null,null,2.2799999999999998,6.8,8.4499999999999993,0.4,1.67,2.72,1.85,7.65,12.46,95,4.09,"A",835,"A++",7.53,6.8,316,1]
[310,null,"2,5+2,5+6,0",1.55,1.55,3.71,null,null,2.42,6.8,8.74,0.4,1.65,2.67,1.85,7.56,12.22,95,4.1399999999999997,"A",825,"A++",7.51,6.8,317,1]
[311,null,"2,5+3,5+3,5",1.79,2.5099999999999998,2.5099999999999998,null,null,2.27,6.8,8.3000000000000007,0.4,1.7,2.72,1.85,7.79,12.46,95,4.01,"A",850,"A++",7.59,6.8,314,1]
[312,null,"2,5+3,5+4,2",1.67,2.33,2.8,null,null,2.27,6.8,8.43,0.4,1.69,2.82,1.85,7.74,12.91,95,4.03,"A",845,"A++",7.58,6.8,314,1]
[313,null,"2,5+3,5+5,0",1.55,2.16,3.09,null,null,2.48,6.8,8.74,0.42,1.65,2.96,1.94,7.56,13.56,95,4.13,"A",825,"A++",7.5,6.8,317,1]
[314,null,"2,5+4,2+4,2",1.56,2.62,2.62,null,null,2.27,6.8,8.49,0.4,1.68,2.87,1.85,7.69,13.12,95,4.05,"A",840,"A++",7.56,6.8,315,1]
[315,null,"3,5+3,5+3,5",2.27,2.27,2.27,null,null,2.38,6.8,8.59,0.4,1.68,2.96,1.81,7.69,13.56,95,4.05,"A",840,"A++",7.57,6.8,315,1]
[316,null,"1,5+1,5+1,5+1,5",1.65,1.65,1.65,1.65,null,1.97,6.6,7.09,0.38,1.38,1.63,1.73,6.32,7.45,95,4.79,"A",690,"A+++",8.5399999999999991,6.6,271,1]
[317,null,"1,5+1,5+1,5+2,0",1.52,1.52,1.52,2.0299999999999998,null,1.97,6.6,7.27,0.38,1.37,1.7,1.73,6.28,7.78,95,4.8499999999999996,"A",685,"A+++",8.52,6.6,271,1]
[318,null,"1,5+1,5+1,5+2,5",1.41,1.41,1.41,2.36,null,1.97,6.6,7.45,0.36,1.35,1.78,1.64,6.18,8.15,95,4.91,"A",675,"A+++",8.5,6.6,272,1]
[319,null,"1,5+1,5+1,5+3,5",1.28,1.28,1.28,2.98,null,1.97,6.8,7.87,0.37,1.58,1.99,1.68,7.24,9.1199999999999992,95,4.3099999999999996,"A",790,"A++",8.0299999999999994,6.8,297,1]
[320,null,"1,5+1,5+1,5+4,2",1.17,1.17,1.17,3.28,null,1.97,6.8,8.0399999999999991,0.37,1.58,2.0699999999999998,1.68,7.24,9.49,95,4.33,"A",790,"A++",8.01,6.8,297,1]
[321,null,"1,5+1,5+1,5+5,0",1.07,1.07,1.07,3.58,null,2.4500000000000002,6.8,8.48,0.42,1.54,2.3199999999999998,1.94,7.05,10.63,95,4.43,"A",770,"A++",7.94,6.8,300,1]
[322,null,"1,5+1,5+1,5+6,0",0.97,0.97,0.97,3.89,null,2.48,6.8,8.3800000000000008,0.4,1.52,2.08,1.81,6.96,9.5299999999999994,95,4.4800000000000004,"A",760,"A++",7.91,6.8,301,1]
[323,null,"1,5+1,5+2,0+2,0",1.46,1.46,1.94,1.94,null,1.97,6.8,7.45,0.38,1.6,1.78,1.73,7.33,8.15,95,4.2699999999999996,"A",800,"A++",8.06,6.8,296,1]
[324,null,"1,5+1,5+2,0+2,5",1.36,1.36,1.81,2.27,null,1.97,6.8,7.62,0.36,1.58,1.87,1.64,7.24,8.5500000000000007,95,4.3099999999999996,"A",790,"A++",8.0500000000000007,6.8,296,1]
[325,null,"1,5+1,5+2,0+3,5",1.2,1.2,1.6,2.8,null,1.97,6.8,8.0299999999999994,0.37,1.57,2.0699999999999998,1.68,7.19,9.49,95,4.3499999999999996,"A",785,"A++",8.02,6.8,297,1]
[326,null,"1,5+1,5+2,0+4,2",1.1100000000000001,1.1100000000000001,1.48,3.1,null,1.97,6.8,8.19,0.37,1.56,2.16,1.68,7.14,9.9,95,4.37,"A",780,"A++",8.01,6.8,298,1]
[327,null,"1,5+1,5+2,0+5,0",1.02,1.02,1.36,3.4,null,2.4500000000000002,6.8,8.6300000000000008,0.42,1.53,2.41,1.94,7.01,11.04,95,4.47,"A",765,"A++",7.93,6.8,301,1]
[328,null,"1,5+1,5+2,0+6,0",0.93,0.93,1.24,3.71,null,2.48,6.8,8.56,0.4,1.51,2.1800000000000002,1.81,6.92,9.98,95,4.5199999999999996,"A",755,"A++",7.9,6.8,302,1]
[329,null,"1,5+1,5+2,5+2,5",1.28,1.28,2.13,2.13,null,1.97,6.8,7.7,0.36,1.58,1.9,1.64,7.24,8.7200000000000006,95,4.33,"A",790,"A++",8.0299999999999994,6.8,297,1]
[330,null,"1,5+1,5+2,5+3,5",1.1299999999999999,1.1299999999999999,1.89,2.64,null,2.3199999999999998,6.8,8.11,0.46,1.56,2.12,2.11,7.14,9.69,95,4.37,"A",780,"A++",8.01,6.8,298,1]
[331,null,"1,5+1,5+2,5+4,2",1.05,1.05,1.75,2.94,null,2.3199999999999998,6.8,8.27,0.46,1.55,2.21,2.11,7.1,10.1,95,4.3899999999999997,"A",775,"A++",7.99,6.8,298,1]
[332,null,"1,5+1,5+2,5+5,0",0.97,0.97,1.62,3.24,null,2.4500000000000002,6.8,8.6999999999999993,0.42,1.52,2.46,1.94,6.96,11.24,95,4.49,"A",760,"A++",7.91,6.8,301,1]
[333,null,"1,5+1,5+3,5+3,5",1.02,1.02,2.38,2.38,null,2.3199999999999998,6.8,8.57,0.46,1.55,2.39,2.11,7.1,10.92,95,4.41,"A",775,"A++",7.98,6.8,299,1]
[334,null,"1,5+1,5+3,5+4,2",0.95,0.95,2.2200000000000002,2.67,null,2.44,6.8,8.65,0.5,1.54,2.44,2.27,7.05,11.16,95,4.43,"A",770,"A++",7.96,6.8,299,1]
[335,null,"1,5+2,0+2,0+2,0",1.36,1.81,1.81,1.81,null,1.97,6.8,7.61,0.38,1.59,1.87,1.73,7.28,8.5500000000000007,95,4.29,"A",795,"A++",8.0399999999999991,6.8,296,1]
[336,null,"1,5+2,0+2,0+2,5",1.28,1.7,1.7,2.13,null,1.97,6.8,7.78,0.36,1.58,1.95,1.64,7.24,8.92,95,4.3099999999999996,"A",790,"A++",8.02,6.8,297,1]
[337,null,"1,5+2,0+2,0+3,5",1.1299999999999999,1.51,1.51,2.64,null,2.3199999999999998,6.8,8.18,0.46,1.57,2.16,2.11,7.19,9.9,95,4.3499999999999996,"A",785,"A++",8,6.8,298,1]
[338,null,"1,5+2,0+2,0+4,2",1.05,1.4,1.4,2.94,null,2.3199999999999998,6.8,8.34,0.46,1.56,2.25,2.11,7.14,10.31,95,4.37,"A",780,"A++",7.98,6.8,299,1]
[339,null,"1,5+2,0+2,0+5,0",0.97,1.3,1.3,3.24,null,2.4500000000000002,6.8,8.77,0.42,1.53,2.5099999999999998,1.94,7.01,11.49,95,4.47,"A",765,"A++",7.9,6.8,302,1]
[340,null,"1,5+2,0+2,5+2,5",1.2,1.6,2,2,null,1.97,6.8,7.86,0.36,1.58,1.99,1.64,7.24,9.1199999999999992,95,4.33,"A",790,"A++",8.01,6.8,298,1]
[341,null,"1,5+2,0+2,5+3,5",1.07,1.43,1.79,2.5099999999999998,null,2.3199999999999998,6.8,8.26,0.46,1.56,2.21,2.11,7.14,10.1,95,4.37,"A",780,"A++",7.98,6.8,299,1]
[342,null,"1,5+2,0+2,5+4,2",1,1.33,1.67,2.8,null,2.3199999999999998,6.8,8.43,0.46,1.55,2.2999999999999998,2.11,7.1,10.51,95,4.3899999999999997,"A",775,"A++",7.96,6.8,299,1]
[343,null,"1,5+2,0+2,5+5,0",0.93,1.24,1.55,3.09,null,2.4500000000000002,6.8,8.85,0.42,1.52,2.5499999999999998,1.94,6.96,11.69,95,4.49,"A",760,"A++",7.88,6.8,302,1]
[344,null,"1,5+2,0+3,5+3,5",0.97,1.3,2.27,2.27,null,1.98,6.8,8.64,0.37,1.55,2.44,1.68,7.1,11.16,95,4.41,"A",775,"A++",7.95,6.8,300,1]
[345,null,"1,5+2,5+2,5+2,5",1.1299999999999999,1.89,1.89,1.89,null,1.97,6.8,8.18,0.33,1.57,2.16,1.52,7.19,9.9,95,4.3499999999999996,"A",785,"A++",7.99,6.8,298,1]
[346,null,"1,5+2,5+2,5+3,5",1.02,1.7,1.7,2.38,null,2.3199999999999998,6.8,8.49,0.4,1.55,2.34,1.81,7.1,10.71,95,4.3899999999999997,"A",775,"A++",7.96,6.8,299,1]
[347,null,"1,5+2,5+2,5+4,2",0.95,1.59,1.59,2.67,null,2.3199999999999998,6.8,8.5,0.41,1.55,2.34,1.89,7.1,10.71,95,4.41,"A",775,"A++",7.94,6.8,300,1]
[348,null,"1,5+2,5+3,5+3,5",0.93,1.55,2.16,2.16,null,2.3199999999999998,6.8,8.7100000000000009,0.4,1.54,2.48,1.81,7.05,11.36,95,4.43,"A",770,"A++",7.93,6.8,300,1]
[349,null,"2,0+2,0+2,0+2,0",1.7,1.7,1.7,1.7,null,1.97,6.8,7.78,0.38,1.58,1.95,1.73,7.24,8.92,95,4.3099999999999996,"A",790,"A++",8.0299999999999994,6.8,297,1]
[350,null,"2,0+2,0+2,0+2,5",1.6,1.6,1.6,2,null,1.97,6.8,7.95,0.36,1.58,2.04,1.64,7.24,9.33,95,4.33,"A",790,"A++",8.01,6.8,297,1]
[351,null,"2,0+2,0+2,0+3,5",1.43,1.43,1.43,2.5099999999999998,null,1.97,6.8,8.33,0.37,1.56,2.25,1.68,7.14,10.31,95,4.37,"A",780,"A++",7.98,6.8,298,1]
[352,null,"2,0+2,0+2,0+4,2",1.33,1.33,1.33,2.8,null,1.97,6.8,8.49,0.37,1.55,2.34,1.68,7.1,10.71,95,4.3899999999999997,"A",775,"A++",7.97,6.8,299,1]
[353,null,"2,0+2,0+2,0+5,0",1.24,1.24,1.24,3.09,null,2.4500000000000002,6.8,8.91,0.42,1.52,2.61,1.94,6.96,11.93,95,4.49,"A",760,"A++",7.88,6.8,302,1]
[354,null,"2,0+2,0+2,5+2,5",1.51,1.51,1.89,1.89,null,1.97,6.8,8.1,0.37,1.57,2.12,1.68,7.19,9.69,95,4.3499999999999996,"A",785,"A++",7.99,6.8,298,1]
[355,null,"2,0+2,0+2,5+3,5",1.36,1.36,1.7,2.38,null,2.3199999999999998,6.8,8.49,0.41,1.55,2.34,1.89,7.1,10.71,95,4.3899999999999997,"A",775,"A++",7.97,6.8,299,1]
[356,null,"2,0+2,0+2,5+4,2",1.27,1.27,1.59,2.67,null,2.3199999999999998,6.8,8.64,0.41,1.55,2.44,1.89,7.1,11.16,95,4.41,"A",775,"A++",7.95,6.8,300,1]
[357,null,"2,0+2,0+3,5+3,5",1.24,1.24,2.16,2.16,null,2.44,6.8,8.7799999999999994,0.41,1.55,2.5299999999999998,1.89,7.1,11.57,95,4.41,"A",775,"A++",7.95,6.8,300,1]
[358,null,"2,0+2,5+2,5+2,5",1.43,1.79,1.79,1.79,null,1.97,6.8,8.33,0.37,1.56,2.25,1.68,7.14,10.31,95,4.37,"A",780,"A++",7.97,6.8,299,1]
[359,null,"2,0+2,5+2,5+3,5",1.3,1.62,1.62,2.27,null,2.3199999999999998,6.8,8.6300000000000008,0.41,1.55,2.44,1.89,7.1,11.16,95,4.41,"A",775,"A++",7.95,6.8,300,1]
[360,null,"2,5+2,5+2,5+2,5",1.7,1.7,1.7,1.7,null,2.3199999999999998,6.8,8.56,0.42,1.55,2.39,1.94,7.1,10.92,95,4.3899999999999997,"A",775,"A++",7.96,6.8,299,1]
[361,null,"2,5+2,5+2,5+3,5",1.55,1.55,1.55,2.16,null,2.44,6.8,8.9,0.42,1.54,2.63,1.94,7.05,12.02,95,4.43,"A",770,"A++",7.93,6.8,300,1]
[362,"4MXM80N2V1B","1,5",1.8,null,null,null,null,1.73,1.8,2.89,0.42,0.52,1,1.91,2.38,4.57,95,null,null,null,null,null,null,null,1]
[363,null,"2,0",2,null,null,null,null,1.78,2,3.05,0.45,0.6,1.04,2.04,2.75,4.75,95,null,null,null,null,null,null,null,1]
[364,null,"2,5",2.5,null,null,null,null,1.85,2.5,3.59,0.48,0.78,1.31,2.1800000000000002,3.57,5.99,95,null,null,null,null,null,null,null,1]
[365,null,"3,5",3.5,null,null,null,null,1.89,3.5,4.95,0.48,1.19,1.52,2.1800000000000002,5.45,6.97,95,null,null,null,null,null,null,null,1]
[366,null,"4,2",4.2,null,null,null,null,1.94,4.2,5.0199999999999996,0.49,1.43,1.53,2.2200000000000002,6.55,7.01,95,null,null,null,null,null,null,null,1]
[367,null,"5,0",5,null,null,null,null,2.0499999999999998,5,5.76,0.46,1.67,1.76,2.09,7.65,8.0399999999999991,95,null,null,null,null,null,null,null,1]
[368,null,"6,0",6,null,null,null,null,2.15,6,6.73,0.46,2.0099999999999998,2.36,2.09,9.1999999999999993,10.79,95,null,null,null,null,null,null,null,1]
[369,null,"7,1",7.1,null,null,null,null,2.2599999999999998,7.1,7.41,0.49,2.71,2.75,2.2200000000000002,12.41,12.56,95,null,null,null,null,null,null,null,1]
[370,null,"1,5+1,5",1.5,1.5,null,null,null,1.87,3,4.1100000000000003,0.42,0.47,0.97,1.94,2.16,4.4400000000000004,95,6.48,"A",235,"A++",6.96,3,151,1]
[371,null,"1,5+2,0",1.5,2,null,null,null,1.89,3.5,4.5999999999999996,0.46,0.56999999999999995,1.1399999999999999,2.11,2.61,5.21,95,6.18,"A",285,"A++",7.09,3.5,173,1]
[372,null,"1,5+2,5",1.5,2.5,null,null,null,1.95,4,5.07,0.42,0.69,1.23,1.94,3.16,5.62,95,5.88,"A",345,"A++",7.18,4,195,1]
[373,null,"1,5+3,5",1.5,3.5,null,null,null,2.0499999999999998,5,5.95,0.42,0.93,1.62,1.94,4.26,7.41,95,5.43,"A",465,"A++",7.33,5,239,1]
[374,null,"1,5+4,2",1.5,4.2,null,null,null,2.12,5.7,6.51,0.46,1.1399999999999999,1.87,2.11,5.22,8.5500000000000007,95,5.03,"A",570,"A++",7.34,5.7,272,1]
[375,null,"1,5+5,0",1.5,5,null,null,null,2.2000000000000002,6.5,7.09,0.47,1.35,2.23,2.15,6.18,10.220000000000001,95,4.83,"A",675,"A++",7.41,6.5,307,1]
[376,null,"1,5+6,0",1.48,5.92,null,null,null,2.3199999999999998,7.4,7.74,0.51,1.64,2.38,2.3199999999999998,7.51,10.88,95,4.53,"A",820,"A++",7.36,7.4,352,1]
[377,null,"1,5+7,1",1.4,6.6,null,null,null,2.4700000000000002,8,8.35,0.54,1.85,2.74,2.48,8.4700000000000006,12.55,95,4.33,"A",925,"A++",7.35,8,410,1]
[378,null,"2,0+2,0",2,2,null,null,null,1.95,4,5.41,0.46,0.68,1.49,2.11,3.12,6.8,95,5.9,"A",340,"A++",7.18,4,195,1]
[379,null,"2,0+2,5",2,2.5,null,null,null,2,4.5,5.84,0.46,0.82,1.58,2.11,3.76,7.21,95,5.55,"A",410,"A++",7.23,4.5,218,1]
[380,null,"2,0+3,5",2,3.5,null,null,null,2.1,5.5,6.44,0.46,1.06,2.17,2.11,4.8600000000000003,9.94,95,5.23,"A",530,"A++",7.38,5.5,261,1]
[381,null,"2,0+4,2",2,4.2,null,null,null,2.17,6.2,6.91,0.46,1.27,2.2799999999999998,2.11,5.82,10.43,95,4.91,"A",635,"A++",7.39,6.2,294,1]
[382,null,"2,0+5,0",2,5,null,null,null,2.25,7,7.45,0.47,1.47,2.46,2.15,6.73,11.24,95,4.78,"A",735,"A++",7.43,7,330,1]
[383,null,"2,0+6,0",1.85,5.55,null,null,null,2.39,7.4,8.06,0.51,1.61,2.5499999999999998,2.3199999999999998,7.37,11.69,95,4.6100000000000003,"A",805,"A++",7.38,7.4,351,1]
[384,null,"2,0+7,1",1.76,6.24,null,null,null,2.5299999999999998,8,8.6199999999999992,0.54,1.76,2.93,2.48,8.06,13.4,95,4.57,"A",880,"A++",7.4,8,379,1]
[385,null,"2,5+2,5",2.5,2.5,null,null,null,2.0499999999999998,5,6.24,0.42,0.92,2.17,1.94,4.22,9.94,95,5.48,"A",460,"A++",7.34,5,239,1]
[386,null,"2,5+3,5",2.5,3.5,null,null,null,2.15,6,6.73,0.46,1.24,2.12,2.11,5.68,9.69,95,4.87,"A",620,"A++",7.39,6,285,1]
[387,null,"2,5+4,2",2.5,4.2,null,null,null,2.2200000000000002,6.7,7.25,0.46,1.39,2.34,2.11,6.37,10.71,95,4.82,"A",695,"A++",7.45,6.7,315,1]
[388,null,"2,5+5,0",2.4700000000000002,4.93,null,null,null,2.3199999999999998,7.4,7.74,0.5,1.61,2.63,2.27,7.37,12.06,95,4.6100000000000003,"A",805,"A++",7.36,7.4,352,1]
[389,null,"2,5+6,0",2.35,5.65,null,null,null,2.46,8,8.32,0.54,1.76,2.73,2.48,8.06,12.5,95,4.57,"A",880,"A++",7.4,8,379,1]
[390,null,"2,5+7,1",2.08,5.92,null,null,null,2.6,8,8.83,0.54,1.79,3.05,2.48,8.1999999999999993,13.97,95,4.49,"A",895,"A++",7.39,8,403,1]
[391,null,"3,5+3,5",3.5,3.5,null,null,null,2.25,7,7.45,0.46,1.47,2.56,2.11,6.73,11.73,95,4.78,"A",735,"A++",7.43,7,330,1]
[392,null,"3,5+4,2",3.5,4.2,null,null,null,2.35,7.7,7.88,0.5,1.69,2.74,2.27,7.74,12.55,95,4.58,"A",845,"A++",7.4,7.7,365,1]
[393,null,"3,5+5,0",3.29,4.71,null,null,null,2.46,8,8.32,0.53,1.75,3,2.44,8.01,13.73,95,4.59,"A",875,"A++",7.37,8,380,1]
[394,null,"3,5+6,0",2.95,5.05,null,null,null,2.58,8,8.7899999999999991,0.54,1.73,3.66,2.48,7.92,16.739999999999998,95,4.6399999999999997,"A",865,"A++",7.38,8,380,1]
[395,null,"3,5+7,1",2.64,5.36,null,null,null,2.74,8,8.48,0.57999999999999996,1.87,2.8,2.65,8.56,12.83,95,4.29,"A",935,"A++",7.27,8,434,1]
[396,null,"4,2+4,2",4,4,null,null,null,2.44,8,8.27,0.53,1.81,3.04,2.44,8.2899999999999991,13.93,95,4.43,"A",905,"A++",7.38,8,399,1]
[397,null,"4,2+5,0",3.65,4.3499999999999996,null,null,null,2.54,8,8.65,0.53,1.77,3.2,2.44,8.11,14.62,95,4.53,"A",885,"A++",7.32,8,383,1]
[398,null,"4,2+6,0",3.29,4.71,null,null,null,2.68,8,9.07,0.57999999999999996,1.82,3.26,2.65,8.33,14.91,95,4.41,"A",910,"A++",7.29,8,408,1]
[399,null,"4,2+7,1",2.97,5.03,null,null,null,2.83,8,9.34,0.62,1.87,3.4,2.82,8.56,15.56,95,4.3,"A",935,"A++",7.27,8,434,1]
[400,null,"5,0+5,0",4,4,null,null,null,2.65,8,8.83,0.56999999999999995,1.74,3.22,2.61,7.97,14.75,95,4.6100000000000003,"A",870,"A++",7.4,8,402,1]
[401,null,"5,0+6,0",3.64,4.3600000000000003,null,null,null,2.79,8,9.32,0.62,1.72,3.28,2.82,7.88,15.03,95,4.66,"A",860,"A++",7.44,8,423,1]
[402,null,"5,0+7,1",3.31,4.6900000000000004,null,null,null,2.94,8,9.5399999999999991,0.62,1.7,3.43,2.82,7.79,15.68,95,4.71,"A",850,"A++",7.45,8,423,1]
[403,null,"6,0+6,0",4.3600000000000003,3.64,null,null,null,2.93,8,9.58,0.62,1.71,3.2,2.82,7.83,14.66,95,4.68,"A",855,"A++",7.45,8,423,1]
[404,null,"6,0+7,1",3.66,4.34,null,null,null,3.08,8,9.74,0.65,1.7,3.35,2.99,7.79,15.32,95,4.7300000000000004,"A",850,"A++",7.45,8,423,1]
[405,null,"7,1+7,1",4,4,null,null,null,3.23,8,9.7899999999999991,0.69,1.7,3.36,3.16,7.79,15.36,95,4.7300000000000004,"A",850,"A++",7.45,8,423,1]
[406,null,"1,5+1,5+1,5",1.5,1.5,1.5,null,null,2,4.5,5.52,0.44,0.76,1.31,2.02,3.48,5.99,95,5.98,"A",380,"A++",7.93,4.5,199,1]
[407,null,"1,5+1,5+2,0",1.5,1.5,2,null,null,2.0499999999999998,5,5.95,0.48,0.87,1.49,2.19,3.99,6.8,95,5.8,"A",435,"A++",8,5,219,1]
[408,null,"1,5+1,5+2,5",1.5,1.5,2.5,null,null,2.1,5.5,6.35,0.48,0.98,1.68,2.19,4.49,7.7,95,5.62,"A",490,"A++",8.23,5.5,234,1]
[409,null,"1,5+1,5+3,5",1.5,1.5,3.5,null,null,2.2000000000000002,6.5,7.09,0.48,1.24,2.04,2.19,5.68,9.33,95,5.27,"A",620,"A++",8.25,6.5,276,1]
[410,null,"1,5+1,5+4,2",1.5,1.5,4.2,null,null,2.2799999999999998,7.2,7.56,0.48,1.43,2.2599999999999998,2.19,6.55,10.35,95,5.05,"A",715,"A++",8.2200000000000006,7.2,307,1]
[411,null,"1,5+1,5+5,0",1.39,1.39,4.63,null,null,2.39,7.4,8.0399999999999991,0.52,1.53,2.4500000000000002,2.36,7.01,11.2,95,4.8600000000000003,"A",765,"A++",8.14,7.4,318,1]
[412,null,"1,5+1,5+6,0",1.33,1.33,5.33,null,null,2.52,8,8.5500000000000007,0.55000000000000004,1.73,2.54,2.5299999999999998,7.92,11.61,95,4.6399999999999997,"A",865,"A++",8.09,8,346,1]
[413,null,"1,5+1,5+7,1",1.19,1.19,5.62,null,null,2.67,8,9.02,0.59,1.81,2.79,2.69,8.2899999999999991,12.79,95,4.42,"A",905,"A++",8.0399999999999991,8,370,1]
[414,null,"1,5+2,0+2,0",1.5,2,2,null,null,2.1,5.5,6.35,0.48,0.98,1.68,2.19,4.49,7.7,95,5.64,"A",490,"A++",8.2100000000000009,5.5,235,1]
[415,null,"1,5+2,0+2,5",1.5,2,2.5,null,null,2.15,6,6.73,0.48,1.1000000000000001,1.83,2.19,5.04,8.39,95,5.46,"A",550,"A++",8.1999999999999993,6,256,1]
[416,null,"1,5+2,0+3,5",1.5,2,3.5,null,null,2.25,7,7.43,0.48,1.36,2.21,2.19,6.23,10.1,95,5.18,"A",680,"A++",8.23,7,298,1]
[417,null,"1,5+2,0+4,2",1.5,2,4.2,null,null,2.35,7.7,7.86,0.51,1.62,2.44,2.3199999999999998,7.42,11.16,95,4.78,"A",810,"A++",8.16,7.7,331,1]
[418,null,"1,5+2,0+5,0",1.41,1.88,4.71,null,null,2.46,8,8.3000000000000007,0.54,1.72,2.63,2.48,7.88,12.02,95,4.66,"A",860,"A++",8.08,8,347,1]
[419,null,"1,5+2,0+6,0",1.26,1.68,5.05,null,null,2.58,8,8.77,0.55000000000000004,1.71,2.67,2.5299999999999998,7.83,12.22,95,4.68,"A",855,"A++",8.07,8,347,1]
[420,null,"1,5+2,0+7,1",1.1299999999999999,1.51,5.36,null,null,2.74,8,9.19,0.59,1.85,2.93,2.69,8.4700000000000006,13.4,95,4.33,"A",925,"A++",7.98,8,395,1]
[421,null,"1,5+2,5+2,5",1.5,2.5,2.5,null,null,2.2000000000000002,6.5,7.09,0.48,1.24,2.04,2.19,5.68,9.33,95,5.26,"A",620,"A++",8.2100000000000009,6.5,278,1]
[422,null,"1,5+2,5+3,5",1.48,2.4700000000000002,3.45,null,null,2.3199999999999998,7.4,7.74,0.51,1.51,2.38,2.3199999999999998,6.92,10.88,95,4.93,"A",755,"A++",8.19,7.4,317,1]
[423,null,"1,5+2,5+4,2",1.46,2.44,4.0999999999999996,null,null,2.42,8,8.15,0.51,1.75,2.62,2.3199999999999998,8.01,11.98,95,4.58,"A",875,"A++",8.07,8,356,1]
[424,null,"1,5+2,5+5,0",1.33,2.2200000000000002,4.4400000000000004,null,null,2.52,8,8.5500000000000007,0.54,1.72,2.76,2.48,7.88,12.63,95,4.66,"A",860,"A++",8.08,8,347,1]
[425,null,"1,5+2,5+6,0",1.2,2,4.8,null,null,2.65,8,8.98,0.55000000000000004,1.81,2.79,2.5299999999999998,8.2899999999999991,12.79,95,4.42,"A",905,"A++",8.0399999999999991,8,370,1]
[426,null,"1,5+2,5+7,1",1.08,1.8,5.12,null,null,2.8,8,9.34,0.59,1.85,3,2.69,8.4700000000000006,13.73,95,4.33,"A",925,"A++",7.98,8,395,1]
[427,null,"1,5+3,5+3,5",1.41,3.29,3.29,null,null,2.46,8,8.3000000000000007,0.54,1.76,2.74,2.48,8.06,12.55,95,4.5599999999999996,"A",880,"A++",8.0500000000000007,8,348,1]
[428,null,"1,5+3,5+4,2",1.3,3.04,3.65,null,null,2.54,8,8.64,0.54,1.75,2.93,2.48,8.01,13.4,95,4.58,"A",875,"A++",8.0399999999999991,8,349,1]
[429,null,"1,5+3,5+5,0",1.2,2.8,4,null,null,2.65,8,8.98,0.57999999999999996,1.81,3.08,2.65,8.2899999999999991,14.09,95,4.42,"A",905,"A++",8.0399999999999991,8,370,1]
[430,null,"1,5+3,5+6,0",1.0900000000000001,2.5499999999999998,4.3600000000000003,null,null,2.79,8,9.31,0.59,1.85,3,2.69,8.4700000000000006,13.73,95,4.33,"A",925,"A++",7.98,8,395,1]
[431,null,"1,5+3,5+7,1",0.99,2.31,4.6900000000000004,null,null,2.94,8,9.58,0.62,1.83,3.21,2.82,8.3800000000000008,14.7,95,4.38,"A",915,"A++",7.99,8,394,1]
[432,null,"1,5+4,2+4,2",1.21,3.39,3.39,null,null,2.64,8,8.94,0.57999999999999996,1.74,3.12,2.65,7.97,14.3,95,4.5999999999999996,"A",870,"A++",8.1999999999999993,8,423,1]
[433,null,"1,5+4,2+5,0",1.1200000000000001,3.14,3.74,null,null,2.75,8,9.2200000000000006,0.57999999999999996,1.71,3.21,2.65,7.83,14.7,95,4.7,"A",855,"A++",8.11,8,389,1]
[434,null,"1,5+4,2+6,0",1.03,2.87,4.0999999999999996,null,null,2.89,8,9.49,0.62,1.69,3.14,2.82,7.74,14.38,95,4.75,"A",845,"A++",8.1199999999999992,8,388,1]
[435,null,"1,5+4,2+7,1",0.94,2.63,4.4400000000000004,null,null,3.04,8,9.69,0.65,1.67,3.28,2.99,7.65,15.03,95,4.8,"A",835,"A++",8.1199999999999992,8,388,1]
[436,null,"1,5+5,0+5,0",1.04,3.48,3.48,null,null,2.86,8,9.4499999999999993,0.62,1.61,3.31,2.82,7.37,15.15,95,4.9800000000000004,"A",805,"A++",8.1199999999999992,8,388,1]
[437,null,"1,5+5,0+6,0",0.96,3.2,3.84,null,null,3,8,9.64,0.63,1.6,3.16,2.86,7.33,14.46,95,5,"A",800,"A++",8.1199999999999992,8,388,1]
[438,null,"1,5+5,0+7,1",0.88,2.94,4.18,null,null,3.15,8,9.76,0.65,1.59,3.23,2.99,7.28,14.79,95,5.05,"A",795,"A++",8.1300000000000008,8,388,1]
[439,null,"1,5+6,0+6,0",0.89,3.56,3.56,null,null,3.13,8,9.75,0.66,1.6,2.93,3.03,7.33,13.4,95,5.0199999999999996,"A",800,"A++",8.1199999999999992,8,388,1]
[440,null,"2,0+2,0+2,0",2,2,2,null,null,2.15,6,6.76,0.48,1.1000000000000001,1.89,2.19,5.04,8.64,95,5.46,"A",550,"A++",8.1999999999999993,6,256,1]
[441,null,"2,0+2,0+2,5",2,2,2.5,null,null,2.2000000000000002,6.5,7.09,0.48,1.24,2.04,2.19,5.68,9.33,95,5.26,"A",620,"A++",8.2100000000000009,6.5,278,1]
[442,null,"2,0+2,0+3,5",1.97,1.97,3.45,null,null,2.3199999999999998,7.4,7.76,0.51,1.51,2.38,2.3199999999999998,6.92,10.88,95,4.93,"A",755,"A++",8.19,7.4,317,1]
[443,null,"2,0+2,0+4,2",1.95,1.95,4.0999999999999996,null,null,2.42,8,8.17,0.51,1.75,2.5499999999999998,2.3199999999999998,8.01,11.69,95,4.58,"A",875,"A++",8.07,8,356,1]
[444,null,"2,0+2,0+5,0",1.78,1.78,4.4400000000000004,null,null,2.52,8,8.57,0.54,1.72,2.82,2.48,7.88,12.91,95,4.66,"A",860,"A++",8.07,8,347,1]
[445,null,"2,0+2,0+6,0",1.6,1.6,4.8,null,null,2.65,8,9,0.55000000000000004,1.81,2.79,2.5299999999999998,8.2899999999999991,12.79,95,4.42,"A",905,"A++",8.0299999999999994,8,371,1]
[446,null,"2,0+2,0+7,1",1.44,1.44,5.12,null,null,2.8,8,9.36,0.59,1.83,3.07,2.69,8.3800000000000008,14.05,95,4.38,"A",915,"A++",7.99,8,395,1]
[447,null,"2,0+2,5+2,5",2,2.5,2.5,null,null,2.25,7,7.45,0.48,1.36,2.21,2.19,6.23,10.1,95,5.18,"A",680,"A++",8.23,7,298,1]
[448,null,"2,0+2,5+3,5",1.85,2.31,3.24,null,null,2.39,7.4,8.06,0.51,1.5,2.5499999999999998,2.3199999999999998,6.87,11.69,95,4.9400000000000004,"A",750,"A++",8.19,7.4,317,1]
[449,null,"2,0+2,5+4,2",1.84,2.2999999999999998,3.86,null,null,2.48,8,8.43,0.54,1.75,2.68,2.48,8.01,12.26,95,4.59,"A",875,"A++",8.1199999999999992,8,375,1]
[450,null,"2,0+2,5+5,0",1.68,2.11,4.21,null,null,2.58,8,8.7899999999999991,0.54,1.72,2.95,2.48,7.88,13.48,95,4.67,"A",860,"A++",8.07,8,347,1]
[451,null,"2,0+2,5+6,0",1.52,1.9,4.57,null,null,2.72,8,9.17,0.59,1.84,2.93,2.69,8.43,13.4,95,4.3600000000000003,"A",920,"A++",8,8,381,1]
[452,null,"2,0+2,5+7,1",1.38,1.72,4.9000000000000004,null,null,2.87,8,9.49,0.62,1.83,3.14,2.82,8.3800000000000008,14.38,95,4.3899999999999997,"A",915,"A++",8,8,394,1]
[453,null,"2,0+3,5+3,5",1.78,3.11,3.11,null,null,2.52,8,8.57,0.54,1.74,2.87,2.48,7.97,13.12,95,4.5999999999999996,"A",870,"A++",8.0500000000000007,8,348,1]
[454,null,"2,0+3,5+4,2",1.65,2.89,3.46,null,null,2.61,8,8.8699999999999992,0.57999999999999996,1.79,3,2.65,8.1999999999999993,13.73,95,4.49,"A",895,"A++",8.02,8,371,1]
[455,null,"2,0+3,5+5,0",1.52,2.67,3.81,null,null,2.72,8,9.17,0.57999999999999996,1.83,3.21,2.65,8.3800000000000008,14.7,95,4.38,"A",915,"A++",7.99,8,381,1]
[456,null,"2,0+3,5+6,0",1.39,2.4300000000000002,4.17,null,null,2.86,8,9.4700000000000006,0.62,1.83,3.13,2.82,8.3800000000000008,14.34,95,4.3899999999999997,"A",915,"A++",7.99,8,394,1]
[457,null,"2,0+3,5+7,1",1.27,2.2200000000000002,4.51,null,null,3.01,8,9.2799999999999994,0.62,1.81,2.94,2.82,8.2899999999999991,13.44,95,4.4400000000000004,"A",905,"A++",8,8,394,1]
[458,null,"2,0+4,2+4,2",1.54,3.23,3.23,null,null,2.71,8,9.17,0.57999999999999996,1.8,3.26,2.65,8.24,14.91,95,4.45,"A",900,"A++",8,8,381,1]
[459,null,"2,0+4,2+5,0",1.43,3,3.57,null,null,2.82,8,9.41,0.62,1.84,3.36,2.82,8.43,15.36,95,4.37,"A",920,"A++",7.98,8,395,1]
[460,null,"2,0+4,2+6,0",1.31,2.75,3.93,null,null,2.95,8,9.64,0.62,1.81,3.2,2.82,8.2899999999999991,14.66,95,4.42,"A",905,"A++",7.99,8,395,1]
[461,null,"2,0+4,2+7,1",1.2,2.5299999999999998,4.2699999999999996,null,null,3.11,8,9.7899999999999991,0.65,1.79,3.28,2.99,8.1999999999999993,15.03,95,4.47,"A",895,"A++",8,8,394,1]
[462,null,"2,0+5,0+5,0",1.33,3.33,3.33,null,null,2.93,8,9.58,0.62,1.74,3.38,2.82,7.97,15.48,95,4.62,"A",870,"A++",8.02,8,393,1]
[463,null,"2,0+5,0+6,0",1.23,3.08,3.69,null,null,3.06,8,9.73,0.65,1.72,3.23,2.99,7.88,14.79,95,4.67,"A",860,"A++",8.02,8,393,1]
[464,null,"2,0+5,0+7,1",1.1299999999999999,2.84,4.03,null,null,3.22,8,9.7899999999999991,0.65,1.7,3.23,2.99,7.79,14.79,95,4.72,"A",850,"A++",8.0299999999999994,8,392,1]
[465,null,"2,0+6,0+6,0",1.1399999999999999,3.43,3.43,null,null,3.2,8,9.7899999999999991,0.66,1.71,3,3.03,7.83,13.73,95,4.6900000000000004,"A",855,"A++",8.0299999999999994,8,393,1]
[466,null,"2,5+2,5+2,5",2.4700000000000002,2.4700000000000002,2.4700000000000002,null,null,2.3199999999999998,7.4,7.76,0.51,1.5,2.38,2.3199999999999998,6.87,10.88,95,4.95,"A",750,"A++",8.19,7.4,316,1]
[467,null,"2,5+2,5+3,5",2.35,2.35,3.29,null,null,2.46,8,8.32,0.54,1.74,2.74,2.48,7.97,12.55,95,4.6100000000000003,"A",870,"A++",8.06,8,347,1]
[468,null,"2,5+2,5+4,2",2.17,2.17,3.65,null,null,2.54,8,8.66,0.54,1.73,2.93,2.48,7.92,13.4,95,4.63,"A",865,"A++",8.08,8,347,1]
[469,null,"2,5+2,5+5,0",2,2,4,null,null,2.65,8,9,0.57999999999999996,1.81,3.08,2.65,8.2899999999999991,14.09,95,4.43,"A",905,"A++",8.02,8,371,1]
[470,null,"2,5+2,5+6,0",1.82,1.82,4.3600000000000003,null,null,2.79,8,9.33,0.59,1.83,3.07,2.69,8.3800000000000008,14.05,95,4.3899999999999997,"A",915,"A++",8,8,394,1]
[471,null,"2,5+2,5+7,1",1.65,1.65,4.6900000000000004,null,null,2.94,8,9.6,0.62,1.81,3.21,2.82,8.2899999999999991,14.7,95,4.4400000000000004,"A",905,"A++",8.01,8,394,1]
[472,null,"2,5+3,5+3,5",2.11,2.95,2.95,null,null,2.58,8,8.51,0.54,1.73,2.68,2.48,7.92,12.26,95,4.6399999999999997,"A",865,"A++",8.07,8,347,1]
[473,null,"2,5+3,5+4,2",1.96,2.75,3.29,null,null,2.68,8,9.07,0.57999999999999996,1.81,3.06,2.65,8.2899999999999991,14.01,95,4.4400000000000004,"A",905,"A++",8.0299999999999994,8,371,1]
[474,null,"2,5+3,5+5,0",1.82,2.5499999999999998,3.64,null,null,2.79,8,9.33,0.62,1.81,3.28,2.82,8.2899999999999991,15.03,95,4.43,"A",905,"A++",7.99,8,395,1]
[475,null,"2,5+3,5+6,0",1.67,2.33,4,null,null,2.93,8,9.58,0.62,1.79,3.2,2.82,8.1999999999999993,14.66,95,4.4800000000000004,"A",895,"A++",8,8,394,1]
[476,null,"2,5+3,5+7,1",1.53,2.14,4.34,null,null,3.08,8,9.2799999999999994,0.65,1.77,2.94,2.99,8.11,13.44,95,4.53,"A",885,"A++",8,8,394,1]
[477,null,"2,5+4,2+4,2",1.83,3.08,3.08,null,null,2.78,8,9.1999999999999993,0.62,1.87,3.27,2.82,8.56,14.95,95,4.3,"A",935,"A++",7.96,8,396,1]
[478,null,"2,5+4,2+5,0",1.71,2.87,3.42,null,null,2.89,8,9.5399999999999991,0.62,1.82,3.43,2.82,8.33,15.68,95,4.4000000000000004,"A",910,"A++",7.94,8,397,1]
[479,null,"2,5+4,2+6,0",1.57,2.65,3.78,null,null,3.02,8,9.7200000000000006,0.62,1.8,3.28,2.82,8.24,14.99,95,4.45,"A",900,"A++",7.94,8,397,1]
[480,null,"2,5+4,2+7,1",1.45,2.4300000000000002,4.12,null,null,3.17,8,9.82,0.65,1.78,3.36,2.99,8.15,15.36,95,4.5,"A",890,"A++",7.95,8,396,1]
[481,null,"2,5+5,0+5,0",1.6,3.2,3.2,null,null,3,8,9.66,0.65,1.73,3.45,2.99,7.92,15.8,95,4.6399999999999997,"A",865,"A++",8.0299999999999994,8,393,1]
[482,null,"2,5+5,0+6,0",1.48,2.96,3.56,null,null,3.13,8,9.77,0.65,1.71,3.23,2.99,7.83,14.79,95,4.6900000000000004,"A",855,"A++",8.0299999999999994,8,392,1]
[483,null,"2,5+6,0+6,0",1.38,3.31,3.31,null,null,3.27,8,9.7899999999999991,0.66,1.7,3,3.03,7.79,13.73,95,4.71,"A",850,"A++",8.0399999999999991,8,392,1]
[484,null,"3,5+3,5+3,5",2.67,2.67,2.67,null,null,2.72,8,8.84,0.57999999999999996,1.79,2.8,2.65,8.1999999999999993,12.83,95,4.47,"A",895,"A++",8,8,381,1]
[485,null,"3,5+3,5+4,2",2.5,2.5,3,null,null,2.82,8,9.48,0.62,1.86,3.26,2.82,8.52,14.91,95,4.32,"A",930,"A++",7.93,8,397,1]
[486,null,"3,5+3,5+5,0",2.33,2.33,3.33,null,null,2.93,8,9.5399999999999991,0.62,1.81,3.43,2.82,8.2899999999999991,15.68,95,4.42,"A",905,"A++",7.91,8,398,1]
[487,null,"3,5+3,5+6,0",2.15,2.15,3.69,null,null,3.06,8,9.2899999999999991,0.65,1.79,3,2.99,8.1999999999999993,13.73,95,4.47,"A",895,"A++",7.92,8,398,1]
[488,null,"3,5+3,5+7,1",1.99,1.99,4.03,null,null,3.22,8,9.7899999999999991,0.69,1.77,3.36,3.16,8.11,15.36,95,4.5199999999999996,"A",885,"A++",7.93,8,398,1]
[489,null,"3,5+4,2+4,2",2.35,2.82,2.82,null,null,2.91,8,9.36,0.62,1.85,3.4,2.82,8.4700000000000006,15.56,95,4.34,"A",925,"A++",7.94,8,397,1]
[490,null,"3,5+4,2+5,0",2.2000000000000002,2.65,3.15,null,null,3.02,8,9.5500000000000007,0.65,1.81,3.43,2.99,8.2899999999999991,15.68,95,4.4400000000000004,"A",905,"A++",7.92,8,398,1]
[491,null,"3,5+4,2+6,0",2.04,2.4500000000000002,3.5,null,null,3.16,8,9.7799999999999994,0.65,1.79,3.36,2.99,8.1999999999999993,15.36,95,4.49,"A",895,"A++",7.92,8,398,1]
[492,null,"3,5+5,0+5,0",2.0699999999999998,2.96,2.96,null,null,3.13,8,9.74,0.65,1.71,3.45,2.99,7.83,15.8,95,4.68,"A",855,"A++",8.0399999999999991,8,392,1]
[493,null,"3,5+5,0+6,0",1.93,2.76,3.31,null,null,3.27,8,9.7899999999999991,0.69,1.7,3.23,3.16,7.79,14.79,95,4.7300000000000004,"A",850,"A++",8.0399999999999991,8,392,1]
[494,null,"4,2+4,2+4,2",null,2.67,2.67,2.67,null,3.01,8,9.3699999999999992,0.65,1.84,3.4,2.99,8.43,15.56,95,4.3600000000000003,"A",920,"A++",7.94,8,397,1]
[495,null,"4,2+4,2+5,0",null,2.5099999999999998,2.5099999999999998,2.99,null,3.12,8,9.56,0.65,1.8,3.43,2.99,8.24,15.68,95,4.46,"A",900,"A++",7.92,8,398,1]
[496,null,"4,2+4,2+6,0",null,2.33,2.33,3.33,null,3.26,8,9.7899999999999991,0.69,1.78,3.36,3.16,8.15,15.36,95,4.51,"A",890,"A++",7.93,8,398,1]
[497,null,"4,2+5,0+5,0",null,2.37,2.82,2.82,null,3.23,8,9.75,0.69,1.79,3.45,3.16,8.1999999999999993,15.8,95,4.4800000000000004,"A",895,"A++",7.92,8,398,1]
[498,null,"1,5+1,5+1,5+1,5",1.5,1.5,1.5,1.5,null,2.15,6,6.73,0.49,1.08,1.54,2.23,4.95,7.05,95,5.58,"A",540,"A++",8.39,6,251,1]
[499,null,"1,5+1,5+1,5+2,0",1.5,1.5,1.5,2,null,2.2000000000000002,6.5,7.09,0.49,1.21,1.69,2.23,5.54,7.74,95,5.41,"A",605,"A++",8.4600000000000009,6.5,269,1]
[500,null,"1,5+1,5+1,5+2,5",1.5,1.5,1.5,2.5,null,2.25,7,7.43,0.49,1.34,1.84,2.23,6.14,8.43,95,5.24,"A",670,"A+++",8.5500000000000007,7,287,1]
[501,null,"1,5+1,5+1,5+3,5",1.39,1.39,1.39,3.24,null,2.39,7.4,8.0399999999999991,0.52,1.62,2.12,2.36,7.42,9.69,95,4.59,"A",810,"A++",8.33,7.4,311,1]
[502,null,"1,5+1,5+1,5+4,2",1.38,1.38,1.38,3.86,null,2.48,8,8.4,0.52,1.99,2.2999999999999998,2.36,9.11,10.51,95,4.0199999999999996,"A",995,"A++",8.1,8,376,1]
[503,null,"1,5+1,5+1,5+5,0",1.26,1.26,1.26,4.21,null,2.58,8,8.77,0.55000000000000004,1.95,2.5499999999999998,2.5299999999999998,8.93,11.69,95,4.12,"A",975,"A++",8.0299999999999994,8,349,1]
[504,null,"1,5+1,5+1,5+6,0",1.1399999999999999,1.1399999999999999,1.1399999999999999,4.57,null,2.72,8,9.15,0.56000000000000005,2.21,2.59,2.57,10.119999999999999,11.85,95,3.62,"A",1105,"A++",7.81,8,390,1]
[505,null,"1,5+1,5+1,5+7,1",1.03,1.03,1.03,4.9000000000000004,null,2.87,8,9.4700000000000006,0.59,2.1800000000000002,2.72,2.69,9.98,12.46,95,3.67,"A",1090,"A++",7.85,8,401,1]
[506,null,"1,5+1,5+2,0+2,0",1.5,1.5,2,2,null,2.25,7,7.43,0.49,1.34,1.84,2.23,6.14,8.43,95,5.24,"A",670,"A+++",8.5500000000000007,7,287,1]
[507,null,"1,5+1,5+2,0+2,5",1.48,1.48,1.97,2.4700000000000002,null,2.3199999999999998,7.4,7.74,0.52,1.62,1.96,2.36,7.42,8.9600000000000009,95,4.57,"A",810,"A++",8.32,7.4,311,1]
[508,null,"1,5+1,5+2,0+3,5",1.41,1.41,1.88,3.29,null,2.46,8,8.3000000000000007,0.52,1.99,2.23,2.36,9.11,10.220000000000001,95,4.0199999999999996,"A",995,"A++",8.0399999999999991,8,349,1]
[509,null,"1,5+1,5+2,0+4,2",1.3,1.3,1.74,3.65,null,2.54,8,8.64,0.55000000000000004,1.98,2.42,2.5299999999999998,9.07,11.08,95,4.04,"A",990,"A++",8.0399999999999991,8,349,1]
[510,null,"1,5+1,5+2,0+5,0",1.2,1.2,1.6,4,null,2.65,8,8.98,0.55000000000000004,2.15,2.68,2.5299999999999998,9.84,12.26,95,3.72,"A","1 075","A++",7.86,8,379,1]
[511,null,"1,5+1,5+2,0+6,0",1.0900000000000001,1.0900000000000001,1.45,4.3600000000000003,null,2.79,8,9.31,0.59,2.1800000000000002,2.65,2.69,9.98,12.14,95,3.67,"A","1 090","A++",7.85,8,401,1]
[512,null,"1,5+1,5+2,0+7,1",0.99,0.99,1.32,4.6900000000000004,null,2.94,8,9.58,0.63,2.15,2.79,2.86,9.84,12.79,95,3.72,"A","1 075","A++",7.87,8,401,1]
[513,null,"1,5+1,5+2,5+2,5",1.39,1.39,2.31,2.31,null,2.39,7.4,8.0399999999999991,0.52,1.62,2.12,2.36,7.42,9.69,95,4.57,"A",810,"A++",8.32,7.4,311,1]
[514,null,"1,5+1,5+2,5+3,5",1.33,1.33,2.2200000000000002,3.11,null,2.52,8,8.5500000000000007,0.55000000000000004,1.98,2.5499999999999998,2.5299999999999998,9.07,11.65,95,4.04,"A",990,"A++",8.0500000000000007,8,348,1]
[515,null,"1,5+1,5+2,5+4,2",1.24,1.24,2.06,3.46,null,2.61,8,8.85,0.55000000000000004,2.1800000000000002,2.73,2.5299999999999998,9.98,12.5,95,3.68,"A","1 090","A++",7.84,8,380,1]
[516,null,"1,5+1,5+2,5+5,0",1.1399999999999999,1.1399999999999999,1.9,3.81,null,2.72,8,9.15,0.59,2.2000000000000002,2.81,2.69,10.07,12.87,95,3.64,"A","1 100","A++",7.82,8,390,1]
[517,null,"1,5+1,5+2,5+6,0",1.04,1.04,1.74,4.17,null,2.86,8,9.4499999999999993,0.59,2.2200000000000002,2.72,2.69,10.17,12.46,95,3.61,"A","1 110","A++",7.81,8,404,1]
[518,null,"1,5+1,5+2,5+7,1",0.95,0.95,1.59,4.51,null,3.01,8,9.66,0.63,2.19,2.86,2.86,10.029999999999999,13.08,95,3.66,"A","1 095","A++",7.82,8,403,1]
[519,null,"1,5+1,5+3,5+3,5",1.2,1.2,2.8,2.8,null,2.65,8,8.98,0.55000000000000004,2.1800000000000002,2.8,2.5299999999999998,9.98,12.83,95,3.68,"A","1 090","A++",7.84,8,380,1]
[520,null,"1,5+1,5+3,5+4,2",1.1200000000000001,1.1200000000000001,2.62,3.14,null,2.75,8,9.2200000000000006,0.59,2.2599999999999998,2.94,2.69,10.35,13.44,95,3.55,"A","1 130","A++",7.79,8,405,1]
[521,null,"1,5+1,5+3,5+5,0",1.04,1.04,2.4300000000000002,3.48,null,2.86,8,9.4499999999999993,0.59,2.2000000000000002,3.02,2.69,10.07,13.81,95,3.65,"A","1 100","A++",7.78,8,405,1]
[522,null,"1,5+1,5+3,5+6,0",0.96,0.96,2.2400000000000002,3.84,null,3,8,9.64,0.63,2.17,2.86,2.86,9.94,13.08,95,3.7,"A","1 085","A++",7.8,8,404,1]
[523,null,"1,5+1,5+3,5+7,1",0.88,0.88,2.06,4.18,null,3.15,8,9.76,0.66,2.14,2.93,3.03,9.8000000000000007,13.4,95,3.75,"A","1 070","A++",7.82,8,403,1]
[524,null,"1,5+1,5+4,2+4,2",1.05,1.05,2.95,2.95,null,2.84,8,9.41,0.59,2.25,3.07,2.69,10.3,14.05,95,3.57,"A","1 125","A++",7.79,8,404,1]
[525,null,"1,5+1,5+4,2+5,0",0.98,0.98,2.75,3.28,null,2.95,8,9.59,0.63,2.1800000000000002,3.09,2.86,9.98,14.13,95,3.67,"A","1 090","A++",7.79,8,405,1]
[526,null,"1,5+1,5+4,2+6,0",0.91,0.91,2.5499999999999998,3.64,null,3.09,8,9.73,0.63,2.15,2.93,2.86,9.84,13.4,95,3.72,"A","1 075","A++",7.81,8,404,1]
[527,null,"1,5+1,5+4,2+7,1",0.84,0.84,2.35,3.97,null,3.24,8,9.77,0.66,2.13,2.93,3.03,9.75,13.4,95,3.77,"A","1 065","A++",7.82,8,403,1]
[528,null,"1,5+1,5+5,0+5,0",0.92,0.92,3.08,3.08,null,3.06,8,9.7100000000000009,0.63,2.0499999999999998,3.04,2.86,9.39,13.93,95,3.92,"A","1 025","A++",7.84,8,402,1]
[529,null,"1,5+1,5+5,0+6,0",0.86,0.86,2.86,3.43,null,3.2,8,9.77,0.66,2.02,2.87,3.03,9.25,13.16,95,3.97,"A","1 010","A++",7.85,8,401,1]
[530,null,"1,5+2,0+2,0+2,0",1.48,1.97,1.97,1.97,null,2.3199999999999998,7.4,7.74,0.52,1.62,1.96,2.36,7.42,8.9600000000000009,95,4.57,"A",810,"A++",8.32,7.4,311,1]
[531,null,"1,5+2,0+2,0+2,5",1.39,1.85,1.85,2.31,null,2.39,7.4,8.0399999999999991,0.52,1.62,2.12,2.36,7.42,9.69,95,4.59,"A",810,"A++",8.18,7.4,317,1]
[532,null,"1,5+2,0+2,0+3,5",1.33,1.78,1.78,3.11,null,2.52,8,8.5500000000000007,0.55000000000000004,1.98,2.36,2.5299999999999998,9.07,10.79,95,4.04,"A",990,"A++",8.0500000000000007,8,348,1]
[533,null,"1,5+2,0+2,0+4,2",1.24,1.65,1.65,3.46,null,2.61,8,8.85,0.55000000000000004,2.1800000000000002,2.5499999999999998,2.5299999999999998,9.98,11.65,95,3.68,"A","1 090","A++",7.84,8,380,1]
[534,null,"1,5+2,0+2,0+5,0",1.1399999999999999,1.52,1.52,3.81,null,2.72,8,9.15,0.59,2.21,2.81,2.69,10.119999999999999,12.87,95,3.62,"A","1 105","A++",7.81,8,390,1]
[535,null,"1,5+2,0+2,0+6,0",1.04,1.39,1.39,4.17,null,2.86,8,9.4499999999999993,0.59,2.2200000000000002,2.72,2.69,10.17,12.46,95,3.61,"A","1 110","A++",7.81,8,404,1]
[536,null,"1,5+2,0+2,0+7,1",0.95,1.27,1.27,4.51,null,3.01,8,9.66,0.63,2.19,2.86,2.86,10.029999999999999,13.08,95,3.66,"A","1 095","A++",7.82,8,403,1]
[537,null,"1,5+2,0+2,5+2,5",1.41,1.88,2.35,2.35,null,2.46,8,8.3000000000000007,0.52,2,2.23,2.36,9.16,10.220000000000001,95,4,"A","1 000","A++",8.01,8,350,1]
[538,null,"1,5+2,0+2,5+3,5",1.26,1.68,2.11,2.95,null,2.58,8,8.77,0.55000000000000004,1.98,2.67,2.5299999999999998,9.07,12.22,95,4.04,"A",990,"A++",8.0299999999999994,8,349,1]
[539,null,"1,5+2,0+2,5+4,2",1.18,1.57,1.96,3.29,null,2.68,8,9.0500000000000007,0.59,2.17,2.87,2.69,9.94,13.12,95,3.7,"A","1 085","A++",7.83,8,380,1]
[540,null,"1,5+2,0+2,5+5,0",1.0900000000000001,1.45,1.82,3.64,null,2.79,8,9.31,0.59,2.23,2.88,2.69,10.210000000000001,13.2,95,3.59,"A","1 115","A++",7.79,8,404,1]
[541,null,"1,5+2,0+2,5+6,0",1,1.33,1.67,4,null,2.93,8,9.56,0.63,2.2000000000000002,2.79,2.86,10.07,12.75,95,3.64,"A","1 100","A++",7.81,8,404,1]
[542,null,"1,5+2,0+2,5+7,1",0.92,1.22,1.53,4.34,null,3.08,8,9.7200000000000006,0.63,2.17,2.93,2.86,9.94,13.4,95,3.69,"A","1 085","A++",7.83,8,403,1]
[543,null,"1,5+2,0+3,5+3,5",1.1399999999999999,1.52,2.67,2.67,null,2.72,8,9.15,0.59,2.21,2.94,2.69,10.119999999999999,13.44,95,3.62,"A","1 105","A++",7.81,8,390,1]
[544,null,"1,5+2,0+3,5+4,2",1.07,1.43,2.5,3,null,2.82,8,9.36,0.59,2.25,3.07,2.69,10.3,14.05,95,3.57,"A","1 125","A++",7.79,8,404,1]
[545,null,"1,5+2,0+3,5+5,0",1,1.33,2.33,3.33,null,2.93,8,9.56,0.63,2.1800000000000002,3.09,2.86,9.98,14.13,95,3.67,"A","1 090","A++",7.79,8,405,1]
[546,null,"1,5+2,0+3,5+6,0",0.92,1.23,2.15,3.69,null,3.06,8,9.7100000000000009,0.63,2.15,2.93,2.86,9.84,13.4,95,3.72,"A","1 075","A++",7.81,8,404,1]
[547,null,"1,5+2,0+3,5+7,1",0.85,1.1299999999999999,1.99,4.03,null,3.22,8,9.77,0.66,2.13,2.93,3.03,9.75,13.4,95,3.77,"A","1 065","A++",7.82,8,403,1]
[548,null,"1,5+2,0+4,2+4,2",1.01,1.34,2.82,2.82,null,2.91,8,9.5399999999999991,0.62,2.23,3.14,2.82,10.210000000000001,14.38,95,3.59,"A","1 115","A++",7.8,8,404,1]
[549,null,"1,5+2,0+4,2+5,0",0.94,1.26,2.65,3.15,null,3.02,8,9.67,0.63,2.17,3.16,2.86,9.94,14.46,95,3.69,"A","1 085","A++",7.8,8,404,1]
[550,null,"1,5+2,0+4,2+6,0",0.88,1.17,2.4500000000000002,3.5,null,3.16,8,9.76,0.66,2.14,2.93,3.03,9.8000000000000007,13.4,95,3.74,"A","1 070","A++",7.81,8,403,1]
[551,null,"1,5+2,0+5,0+5,0",0.89,1.19,2.96,2.96,null,3.13,8,9.75,0.65,2.06,3.12,2.99,9.43,14.26,95,3.89,"A","1 030","A++",7.84,8,402,1]
[552,null,"1,5+2,0+5,0+6,0",0.83,1.1000000000000001,2.76,3.31,null,3.27,8,9.77,0.66,2.0299999999999998,2.87,3.03,9.3000000000000007,13.16,95,3.94,"A","1 015","A++",7.85,8,401,1]
[553,null,"1,5+2,5+2,5+2,5",1.33,2.2200000000000002,2.2200000000000002,2.2200000000000002,null,2.52,8,8.5500000000000007,0.55000000000000004,1.98,2.36,2.5299999999999998,9.07,10.79,95,4.04,"A",990,"A++",8.0299999999999994,8,349,1]
[554,null,"1,5+2,5+2,5+3,5",1.2,2,2,2.8,null,2.65,8,8.98,0.55000000000000004,2.17,2.79,2.5299999999999998,9.94,12.79,95,3.7,"A","1 085","A++",7.83,8,380,1]
[555,null,"1,5+2,5+2,5+4,2",1.1200000000000001,1.87,1.87,3.14,null,2.75,8,9.2200000000000006,0.59,2.23,2.94,2.69,10.210000000000001,13.44,95,3.59,"A","1 115","A++",7.8,8,404,1]
[556,null,"1,5+2,5+2,5+5,0",1.04,1.74,1.74,3.48,null,2.86,8,9.4499999999999993,0.59,2.17,3.02,2.69,9.94,13.81,95,3.69,"A","1 085","A++",7.8,8,404,1]
[557,null,"1,5+2,5+2,5+6,0",0.96,1.6,1.6,3.84,null,3,8,9.64,0.63,2.14,2.86,2.86,9.8000000000000007,13.08,95,3.74,"A","1 070","A++",7.81,8,403,1]
[558,null,"1,5+2,5+2,5+7,1",0.88,1.47,1.47,4.18,null,3.15,8,9.76,0.66,2.12,2.93,3.03,9.7100000000000009,13.4,95,3.79,"A","1 060","A++",7.83,8,403,1]
[559,null,"1,5+2,5+3,5+3,5",1.0900000000000001,1.82,2.5499999999999998,2.5499999999999998,null,2.79,8,9.31,0.59,2.15,3,2.69,9.84,13.73,95,3.72,"A","1 075","A++",7.87,8,400,1]
[560,null,"1,5+2,5+3,5+4,2",1.03,1.71,2.39,2.87,null,2.89,8,9.49,0.62,2.14,3.14,2.82,9.8000000000000007,14.38,95,3.74,"A","1 070","A++",7.88,8,400,1]
[561,null,"1,5+2,5+3,5+5,0",0.96,1.6,2.2400000000000002,3.2,null,3,8,9.64,0.63,2.09,3.09,2.86,9.57,14.13,95,3.84,"A","1 045","A++",7.87,8,400,1]
[562,null,"1,5+2,5+3,5+6,0",0.89,1.48,2.0699999999999998,3.56,null,3.13,8,9.75,0.66,2.06,2.93,3.03,9.43,13.4,95,3.89,"A","1 030","A++",7.89,8,400,1]
[563,null,"1,5+2,5+4,2+4,2",0.97,1.61,2.71,2.71,null,2.98,8,9.6300000000000008,0.62,2.13,3.21,2.82,9.75,14.7,95,3.76,"A","1 065","A++",7.88,8,400,1]
[564,null,"1,5+2,5+4,2+5,0",0.91,1.52,2.5499999999999998,3.03,null,3.09,8,9.73,0.65,2.08,3.16,2.99,9.52,14.46,95,3.86,"A","1 040","A++",7.88,8,400,1]
[565,null,"1,5+2,5+4,2+6,0",0.85,1.41,2.37,3.38,null,3.23,8,9.77,0.66,2.0499999999999998,2.93,3.03,9.39,13.4,95,3.91,"A","1 025","A++",7.89,8,399,1]
[566,null,"1,5+2,5+5,0+5,0",0.86,1.43,2.86,2.86,null,3.2,8,9.77,0.65,2.0699999999999998,3.12,2.99,9.48,14.26,95,3.88,"A","1 035","A++",7.88,8,400,1]
[567,null,"1,5+3,5+3,5+3,5",1,2.33,2.33,2.33,null,2.93,8,9.56,0.62,2.14,3.07,2.82,9.8000000000000007,14.05,95,3.74,"A","1 070","A++",7.87,8,401,1]
[568,null,"1,5+3,5+3,5+4,2",0.94,2.2000000000000002,2.2000000000000002,2.65,null,3.02,8,9.67,0.62,2.13,3.21,2.82,9.75,14.7,95,3.76,"A","1 065","A++",7.87,8,400,1]
[569,null,"1,5+3,5+3,5+5,0",0.89,2.0699999999999998,2.0699999999999998,2.96,null,3.13,8,9.75,0.65,2.08,3.16,2.99,9.52,14.46,95,3.86,"A","1 040","A++",7.86,8,401,1]
[570,null,"1,5+3,5+3,5+6,0",0.83,1.93,1.93,3.31,null,3.27,8,9.77,0.66,2.0499999999999998,2.93,3.03,9.39,13.4,95,3.91,"A","1 025","A++",7.88,8,400,1]
[571,null,"1,5+3,5+4,2+4,2",0.9,2.09,2.5099999999999998,2.5099999999999998,null,3.12,8,9.74,0.65,2.12,3.28,2.99,9.7100000000000009,15.03,95,3.78,"A","1 060","A++",7.88,8,400,1]
[572,null,"1,5+3,5+4,2+5,0",0.85,1.97,2.37,2.82,null,3.23,8,9.77,0.65,2.0699999999999998,3.24,2.99,9.48,14.83,95,3.88,"A","1 035","A++",7.87,8,400,1]
[573,null,"1,5+4,2+4,2+4,2",0.85,2.38,2.38,2.38,null,3.22,8,9.77,0.69,2.11,3.28,3.16,9.66,15.03,95,3.8,"A","1 055","A++",7.88,8,400,1]
[574,null,"2,0+2,0+2,0+2,0",1.85,1.85,1.85,1.85,null,2.39,7.4,8.06,0.52,1.62,2.12,2.36,7.42,9.69,95,4.57,"A",810,"A++",8.32,7.4,311,1]
[575,null,"2,0+2,0+2,0+2,5",1.88,1.88,1.88,2.35,null,2.46,8,8.32,0.52,1.95,2.23,2.36,8.93,10.220000000000001,95,4.12,"A",975,"A++",8.09,8,346,1]
[576,null,"2,0+2,0+2,0+3,5",1.68,1.68,1.68,2.95,null,2.58,8,8.7899999999999991,0.55000000000000004,1.94,2.5499999999999998,2.5299999999999998,8.8800000000000008,11.65,95,4.1399999999999997,"A",970,"A++",8.09,8,346,1]
[577,null,"2,0+2,0+2,0+4,2",1.57,1.57,1.57,3.29,null,2.68,8,9.07,0.59,2.2599999999999998,2.67,2.69,10.35,12.22,95,3.54,"A","1 130","A++",7.69,8,387,1]
[578,null,"2,0+2,0+2,0+5,0",1.45,1.45,1.45,3.64,null,2.79,8,9.33,0.59,2.2999999999999998,2.95,2.69,10.53,13.52,95,3.49,"A","1 150","A++",7.62,8,413,1]
[579,null,"2,0+2,0+2,0+6,0",1.33,1.33,1.33,4,null,2.93,8,9.58,0.63,2.2599999999999998,2.86,2.86,10.35,13.08,95,3.54,"A","1 130","A++",7.65,8,412,1]
[580,null,"2,0+2,0+2,0+7,1",1.22,1.22,1.22,4.34,null,3.08,8,9.74,0.63,2.2000000000000002,2.93,2.86,10.07,13.4,95,3.65,"A","1 100","A++",7.71,8,409,1]
[581,null,"2,0+2,0+2,5+2,5",1.73,1.73,2.17,2.17,null,2.52,7.8,8.57,0.55000000000000004,1.76,2.42,2.5299999999999998,8.06,11.08,95,4.43,"A",880,"A++",8.1999999999999993,7.8,333,1]
[582,null,"2,0+2,0+2,5+3,5",1.6,1.6,2,2.8,null,2.65,8,9,0.55000000000000004,2.21,2.79,2.5299999999999998,10.119999999999999,12.79,95,3.62,"A","1 105","A++",7.74,8,385,1]
[583,null,"2,0+2,0+2,5+4,2",1.5,1.5,1.87,3.14,null,2.75,8,9.24,0.59,2.31,2.94,2.69,10.58,13.44,95,3.47,"A","1 155","A++",7.68,8,410,1]
[584,null,"2,0+2,0+2,5+5,0",1.39,1.39,1.74,3.48,null,2.86,8,9.4700000000000006,0.59,2.25,3.02,2.69,10.3,13.81,95,3.57,"A","1 125","A++",7.68,8,411,1]
[585,null,"2,0+2,0+2,5+6,0",1.28,1.28,1.6,3.84,null,3,8,9.66,0.63,2.21,2.86,2.86,10.119999999999999,13.08,95,3.62,"A","1 105","A++",7.69,8,410,1]
[586,null,"2,0+2,0+2,5+7,1",1.18,1.18,1.47,4.18,null,3.15,8,9.7799999999999994,0.66,2.1800000000000002,2.93,3.03,9.98,13.4,95,3.67,"A","1 090","A++",7.71,8,409,1]
[587,null,"2,0+2,0+3,5+3,5",1.45,1.45,2.5499999999999998,2.5499999999999998,null,2.79,8,9.14,0.59,2.2999999999999998,2.87,2.69,10.53,13.12,95,3.49,"A","1 150","A++",7.74,8,407,1]
[588,null,"2,0+2,0+3,5+4,2",1.37,1.37,2.39,2.87,null,2.89,8,9.51,0.62,2.2799999999999998,3.14,2.82,10.44,14.38,95,3.51,"A","1 140","A++",7.74,8,407,1]
[589,null,"2,0+2,0+3,5+5,0",1.28,1.28,2.2400000000000002,3.2,null,3,8,9.66,0.63,2.2200000000000002,3.16,2.86,10.17,14.46,95,3.61,"A","1 110","A++",7.74,8,407,1]
[590,null,"2,0+2,0+3,5+6,0",1.19,1.19,2.0699999999999998,3.56,null,3.13,8,9.77,0.66,2.19,2.93,3.03,10.029999999999999,13.4,95,3.66,"A","1 095","A++",7.76,8,406,1]
[591,null,"2,0+2,0+4,2+4,2",1.29,1.29,2.71,2.71,null,2.98,8,9.65,0.62,2.27,3.21,2.82,10.39,14.7,95,3.53,"A","1 135","A++",7.75,8,407,1]
[592,null,"2,0+2,0+4,2+5,0",1.21,1.21,2.5499999999999998,3.03,null,3.09,8,9.75,0.65,2.21,3.16,2.99,10.119999999999999,14.46,95,3.63,"A","1 105","A++",7.75,8,407,1]
[593,null,"2,0+2,0+4,2+6,0",1.1299999999999999,1.1299999999999999,2.37,3.38,null,3.23,8,9.7899999999999991,0.66,2.1800000000000002,2.93,3.03,9.98,13.4,95,3.68,"A","1 090","A++",7.76,8,406,1]
[594,null,"2,0+2,0+5,0+5,0",1.1399999999999999,1.1399999999999999,2.86,2.86,null,3.2,8,9.7899999999999991,0.65,2.2000000000000002,3.12,2.99,10.07,14.26,95,3.65,"A","1 100","A++",7.75,8,407,1]
[595,null,"2,0+2,5+2,5+2,5",1.68,2.11,2.11,2.11,null,2.58,8,8.7899999999999991,0.55000000000000004,1.83,2.54,2.5299999999999998,8.3800000000000008,11.61,95,4.3899999999999997,"A",915,"A++",8.2100000000000009,8,341,1]
[596,null,"2,0+2,5+2,5+3,5",1.52,1.9,1.9,2.67,null,2.72,8,9.17,0.59,2.21,2.93,2.69,10.119999999999999,13.4,95,3.62,"A","1 105","A++",7.75,8,393,1]
[597,null,"2,0+2,5+2,5+4,2",1.43,1.79,1.79,3,null,2.82,8,9.3800000000000008,0.59,2.2400000000000002,3.07,2.69,10.26,14.05,95,3.58,"A","1 120","A++",7.75,8,407,1]
[598,null,"2,0+2,5+2,5+5,0",1.33,1.67,1.67,3.33,null,2.93,8,9.58,0.63,2.1800000000000002,3.09,2.86,9.98,14.13,95,3.68,"A","1 090","A++",7.74,8,407,1]
[599,null,"2,0+2,5+2,5+6,0",1.23,1.54,1.54,3.69,null,3.06,8,9.73,0.63,2.15,2.93,2.86,9.84,13.4,95,3.73,"A","1 075","A++",7.76,8,406,1]
[600,null,"2,0+2,5+2,5+7,1",1.1299999999999999,1.42,1.42,4.03,null,3.22,8,9.7899999999999991,0.66,2.12,2.93,3.03,9.7100000000000009,13.4,95,3.78,"A","1 060","A++",7.77,8,405,1]
[601,null,"2,0+2,5+3,5+3,5",1.39,1.74,2.4300000000000002,2.4300000000000002,null,2.86,8,9.32,0.62,2.2000000000000002,3,2.82,10.07,13.73,95,3.64,"A","1 100","A++",7.78,8,405,1]
[602,null,"2,0+2,5+3,5+4,2",1.31,1.64,2.2999999999999998,2.75,null,2.95,8,9.66,0.62,2.19,3.21,2.82,10.029999999999999,14.7,95,3.66,"A","1 095","A++",7.79,8,405,1]
[603,null,"2,0+2,5+3,5+5,0",1.23,1.54,2.15,3.08,null,3.06,8,9.73,0.65,2.13,3.16,2.99,9.75,14.46,95,3.76,"A","1 065","A++",7.78,8,405,1]
[604,null,"2,0+2,5+3,5+6,0",1.1399999999999999,1.43,2,3.43,null,3.2,8,9.7899999999999991,0.66,2.1,2.93,3.03,9.6199999999999992,13.4,95,3.81,"A","1 050","A++",7.79,8,404,1]
[605,null,"2,0+2,5+4,2+4,2",1.24,1.55,2.6,2.6,null,3.05,8,9.7200000000000006,0.65,2.1800000000000002,3.28,2.99,9.98,15.03,95,3.68,"A","1 090","A++",7.79,8,405,1]
[606,null,"2,0+2,5+4,2+5,0",1.17,1.46,2.4500000000000002,2.92,null,3.16,8,9.7799999999999994,0.65,2.12,3.23,2.99,9.7100000000000009,14.79,95,3.78,"A","1 060","A++",7.79,8,405,1]
[607,null,"2,0+2,5+5,0+5,0",1.1000000000000001,1.38,2.76,2.76,null,3.27,8,9.7899999999999991,0.65,2.11,3.12,2.99,9.66,14.26,95,3.8,"A","1 055","A++",7.79,8,404,1]
[608,null,"2,0+3,5+3,5+3,5",1.28,2.2400000000000002,2.2400000000000002,2.2400000000000002,null,3,8,9.41,0.62,2.1800000000000002,2.94,2.82,9.98,13.44,95,3.68,"A","1 090","A++",7.81,8,404,1]
[609,null,"2,0+3,5+3,5+4,2",1.21,2.12,2.12,2.5499999999999998,null,3.09,8,9.75,0.65,2.17,3.28,2.99,9.94,15.03,95,3.7,"A","1 085","A++",7.81,8,404,1]
[610,null,"2,0+3,5+3,5+5,0",1.1399999999999999,2,2,2.86,null,3.2,8,9.7899999999999991,0.65,2.11,3.23,2.99,9.66,14.79,95,3.8,"A","1 055","A++",7.8,8,404,1]
[611,null,"2,0+3,5+4,2+4,2",1.1499999999999999,2.0099999999999998,2.42,2.42,null,3.19,8,9.7899999999999991,0.65,2.15,3.36,2.99,9.84,15.36,95,3.72,"A","1 075","A++",7.82,8,403,1]
[612,null,"2,5+2,5+2,5+2,5",2,2,2,2,null,2.65,8,9,0.55000000000000004,2.17,2.79,2.5299999999999998,9.94,12.79,95,3.7,"A","1 085","A++",7.78,8,382,1]
[613,null,"2,5+2,5+2,5+3,5",1.82,1.82,1.82,2.5499999999999998,null,2.79,8,9.16,0.59,2.23,2.87,2.69,10.210000000000001,13.12,95,3.6,"A","1 115","A++",7.76,8,406,1]
[614,null,"2,5+2,5+2,5+4,2",1.71,1.71,1.71,2.87,null,2.89,8,9.51,0.62,2.21,3.14,2.82,10.119999999999999,14.38,95,3.62,"A","1 105","A++",7.76,8,406,1]
[615,null,"2,5+2,5+2,5+5,0",1.6,1.6,1.6,3.2,null,3,8,9.66,0.63,2.15,3.16,2.86,9.84,14.46,95,3.72,"A","1 075","A++",7.76,8,406,1]
[616,null,"2,5+2,5+2,5+6,0",1.48,1.48,1.48,3.56,null,3.13,8,9.77,0.66,2.13,2.93,3.03,9.75,13.4,95,3.77,"A","1 065","A++",7.77,8,405,1]
[617,null,"2,5+2,5+3,5+3,5",1.67,1.67,2.33,2.33,null,2.93,8,9.2799999999999994,0.62,2.21,3,2.82,10.119999999999999,13.73,95,3.62,"A","1 105","A++",7.77,8,406,1]
[618,null,"2,5+2,5+3,5+4,2",1.57,1.57,2.2000000000000002,2.65,null,3.02,8,9.69,0.62,2.2000000000000002,3.28,2.82,10.07,15.03,95,3.64,"A","1 100","A++",7.77,8,406,1]
[619,null,"2,5+2,5+3,5+5,0",1.48,1.48,2.0699999999999998,2.96,null,3.13,8,9.77,0.65,2.14,3.23,2.99,9.8000000000000007,14.79,95,3.74,"A","1 070","A++",7.76,8,406,1]
[620,null,"2,5+2,5+3,5+6,0",1.38,1.38,1.93,3.31,null,3.27,8,9.7899999999999991,0.66,2.12,2.93,3.03,9.7100000000000009,13.4,95,3.79,"A","1 060","A++",7.78,8,405,1]
[621,null,"2,5+2,5+4,2+4,2",1.49,1.49,2.5099999999999998,2.5099999999999998,null,3.12,8,9.76,0.65,2.19,3.28,2.99,10.029999999999999,15.03,95,3.66,"A","1 095","A++",7.78,8,405,1]
[622,null,"2,5+2,5+4,2+5,0",1.41,1.41,2.37,2.82,null,3.23,8,9.7899999999999991,0.65,2.13,3.23,2.99,9.75,14.79,95,3.76,"A","1 065","A++",7.77,8,406,1]
[623,null,"2,5+3,5+3,5+3,5",1.54,2.15,2.15,2.15,null,3.06,8,9.5399999999999991,0.65,2.2000000000000002,2.94,2.99,10.07,13.44,95,3.64,"A","1 100","A++",7.79,8,405,1]
[624,null,"2,5+3,5+3,5+4,2",1.46,2.04,2.04,2.4500000000000002,null,3.16,8,9.7799999999999994,0.65,2.19,3.36,2.99,10.029999999999999,15.36,95,3.66,"A","1 095","A++",7.79,8,404,1]
[625,null,"2,5+3,5+3,5+5,0",1.38,1.93,1.93,2.76,null,3.27,8,9.7899999999999991,0.69,2.13,3.23,3.16,9.75,14.79,95,3.76,"A","1 065","A++",7.79,8,405,1]
[626,null,"2,5+3,5+4,2+4,2",1.39,1.94,2.33,2.33,null,3.26,8,9.7899999999999991,0.69,2.1800000000000002,3.36,3.16,9.98,15.36,95,3.68,"A","1 090","A++",7.8,8,404,1]
[627,null,"3,5+3,5+3,5+3,5",2,2,2,2,null,3.2,8,9.7899999999999991,0.65,2.19,3.36,2.99,10.029999999999999,15.36,95,3.66,"A","1 095","A++",7.8,8,404,1]
[628,"5MXM90N2V1B","1,5",1.8,null,null,null,null,1.78,1.8,2.98,0.43,0.48,0.93,1.95,2.2000000000000002,4.26,95,null,null,null,null,null,null,null,1]
[629,null,"2,0",2,null,null,null,null,1.86,2,3.09,0.44,0.56000000000000005,0.99,2,2.57,4.53,95,null,null,null,null,null,null,null,1]
[630,null,"2,5",2.5,null,null,null,null,1.98,2.5,3.61,0.48,0.71,1.1399999999999999,2.1800000000000002,3.25,5.24,95,null,null,null,null,null,null,null,1]
[631,null,"3,5",3.5,null,null,null,null,2.0299999999999998,3.5,4.92,0.5,1.1399999999999999,1.43,2.31,5.22,6.53,95,null,null,null,null,null,null,null,1]
[632,null,"4,2",4.2,null,null,null,null,2.06,4.2,5.0599999999999996,0.51,1.46,1.54,2.35,6.69,7.06,95,null,null,null,null,null,null,null,1]
[633,null,"5,0",5,null,null,null,null,2.2000000000000002,5,5.94,0.48,1.52,1.74,2.1800000000000002,6.96,7.95,95,null,null,null,null,null,null,null,1]
[634,null,"6,0",6,null,null,null,null,2.31,6,6.73,0.49,1.89,2.17,2.2200000000000002,8.65,9.94,95,null,null,null,null,null,null,null,1]
[635,null,"7,1",7.1,null,null,null,null,2.4300000000000002,7.1,7.53,0.51,2.57,2.66,2.35,11.77,12.16,95,null,null,null,null,null,null,null,1]
[636,null,"1,5+1,5",1.5,1.5,null,null,null,2.0099999999999998,3,4.1100000000000003,0.42,0.51,1.01,1.94,2.34,4.6399999999999997,95,5.92,"A",255,"A++",7.08,3,149,1]
[637,null,"1,5+2,0",1.5,2,null,null,null,2.0299999999999998,3.5,4.59,0.46,0.63,1.19,2.11,2.89,5.46,95,5.62,"A",315,"A++",7.22,3.5,170,1]
[638,null,"1,5+2,5",1.5,2.5,null,null,null,2.09,4,5.0599999999999996,0.42,0.76,1.23,1.94,3.48,5.62,95,5.32,"A",380,"A++",7.31,4,192,1]
[639,null,"1,5+3,5",1.5,3.5,null,null,null,2.2000000000000002,5,5.94,0.42,1.03,1.59,1.94,4.72,7.29,95,4.87,"A",515,"A++",7.45,5,235,1]
[640,null,"1,5+4,2",1.5,4.2,null,null,null,2.27,5.7,6.5,0.42,1.28,1.86,1.94,5.86,8.51,95,4.47,"A",640,"A++",7.45,5.7,268,1]
[641,null,"1,5+5,0",1.5,5,null,null,null,2.36,6.5,7.11,0.46,1.53,2.15,2.11,7.01,9.86,95,4.2699999999999996,"A",765,"A++",7.51,6.5,303,1]
[642,null,"1,5+6,0",1.5,6,null,null,null,2.48,7.5,7.79,0.5,1.89,2.29,2.27,8.65,10.47,95,3.97,"A",945,"A++",7.45,7.5,352,1]
[643,null,"1,5+7,1",1.5,7.1,null,null,null,2.64,8.6,8.4600000000000009,0.52,2.2799999999999998,2.67,2.4,10.44,12.22,95,3.77,"A","1 140","A++",7.43,8.6,406,1]
[644,null,"2,0+2,0",2,2,null,null,null,2.09,4,5.41,0.46,0.75,1.59,2.11,3.44,7.29,95,5.34,"A",375,"A++",7.3,4,192,1]
[645,null,"2,0+2,5",2,2.5,null,null,null,2.14,4.5,5.84,0.46,0.91,1.59,2.11,4.17,7.29,95,4.99,"A",455,"A++",7.35,4.5,215,1]
[646,null,"2,0+3,5",2,3.5,null,null,null,2.25,5.5,6.49,0.46,1.18,1.86,2.11,5.41,8.51,95,4.67,"A",590,"A++",7.49,5.5,257,1]
[647,null,"2,0+4,2",2,4.2,null,null,null,2.33,6.2,6.89,0.46,1.43,2.09,2.11,6.55,9.57,95,4.3499999999999996,"A",715,"A++",7.5,6.2,290,1]
[648,null,"2,0+5,0",2,5,null,null,null,2.42,7,7.46,0.46,1.66,2.31,2.11,7.6,10.55,95,4.22,"A",830,"A++",7.52,7,326,1]
[649,null,"2,0+6,0",1.88,5.63,null,null,null,2.5499999999999998,7.5,8.1199999999999992,0.5,1.85,2.5,2.27,8.4700000000000006,11.45,95,4.05,"A",925,"A++",7.48,7.5,351,1]
[650,null,"2,0+7,1",1.76,6.24,null,null,null,2.71,8,8.64,0.52,2,2.79,2.4,9.16,12.75,95,4.01,"A","1 000","A++",7.49,8,374,1]
[651,null,"2,5+2,5",2.5,2.5,null,null,null,2.2000000000000002,5,6.32,0.42,1.02,1.77,1.94,4.67,8.11,95,4.92,"A",510,"A++",7.46,5,235,1]
[652,null,"2,5+3,5",2.5,3.5,null,null,null,2.31,6,6.73,0.46,1.4,2,2.11,6.41,9.16,95,4.3099999999999996,"A",700,"A++",7.48,6,281,1]
[653,null,"2,5+4,2",2.5,4.2,null,null,null,2.39,6.7,7.25,0.46,1.58,2.29,2.11,7.24,10.47,95,4.26,"A",790,"A++",7.55,6.7,311,1]
[654,null,"2,5+5,0",2.5,5,null,null,null,2.48,7.5,7.79,0.49,1.85,2.5099999999999998,2.23,8.4700000000000006,11.49,95,4.05,"A",925,"A++",7.46,7.5,352,1]
[655,null,"2,5+6,0",2.35,5.65,null,null,null,2.63,8,8.42,0.52,2,2.67,2.4,9.16,12.22,95,4.01,"A","1 000","A++",7.49,8,374,1]
[656,null,"2,5+7,1",2.21,6.29,null,null,null,2.79,8.5,8.64,0.55000000000000004,2.17,2.79,2.5299999999999998,9.94,12.75,95,3.93,"A","1 085","A++",7.47,8.5,398,1]
[657,null,"3,5+3,5",3.5,3.5,null,null,null,2.42,7,7.46,0.49,1.66,2.39,2.23,7.6,10.96,95,4.22,"A",830,"A++",7.53,7,326,1]
[658,null,"3,5+4,2",3.5,4.2,null,null,null,2.5099999999999998,7.7,7.81,0.49,1.92,2.6,2.23,8.7899999999999991,11.89,95,4.0199999999999996,"A",960,"A++",7.48,7.7,360,1]
[659,null,"3,5+5,0",3.29,4.71,null,null,null,2.63,8,7.99,0.52,1.99,2.62,2.4,9.11,11.98,95,4.03,"A",995,"A++",7.46,8,375,1]
[660,null,"3,5+6,0",2.95,5.05,null,null,null,2.77,8,8.6199999999999992,0.55000000000000004,1.96,2.79,2.5299999999999998,8.98,12.75,95,4.08,"A",980,"A++",7.47,8,375,1]
[661,null,"3,5+7,1",2.97,6.03,null,null,null,2.93,9,8.64,0.59,2.41,2.79,2.69,11.03,12.75,95,3.73,"A","1 205","A++",7.35,9,429,1]
[662,null,"4,2+4,2",4,4,null,null,null,2.61,8,7.82,0.52,2.0699999999999998,2.6,2.36,9.48,11.89,95,3.87,"A","1 035","A++",7.42,8,377,1]
[663,null,"4,2+5,0",3.65,4.3499999999999996,null,null,null,2.73,8,8.17,0.55000000000000004,2.02,2.73,2.5299999999999998,9.25,12.5,95,3.97,"A","1 010","A++",7.41,8,378,1]
[664,null,"4,2+6,0",3.5,5,null,null,null,2.88,8.5,8.6300000000000008,0.55000000000000004,2.21,2.79,2.5299999999999998,10.119999999999999,12.75,95,3.85,"A","1 105","A++",7.38,8.5,404,1]
[665,null,"4,2+7,1",3.35,5.65,null,null,null,3.04,9,8.83,0.59,2.41,2.9,2.69,11.03,13.28,95,3.74,"A","1 205","A++",7.35,9,429,1]
[666,null,"5,0+5,0",4.25,4.25,null,null,null,2.85,8.5,8.34,0.55000000000000004,2.1,2.84,2.5299999999999998,9.6199999999999992,12.99,95,4.05,"A","1 050","A++",7.49,8.5,397,1]
[667,null,"5,0+6,0",4.09,4.91,null,null,null,2.99,9,8.81,0.59,2.2000000000000002,2.89,2.69,10.07,13.24,95,4.0999999999999996,"A","1 100","A++",7.54,9,418,1]
[668,null,"5,0+7,1",3.72,5.28,null,null,null,3.16,9,9.06,0.62,2.17,3.02,2.82,9.94,13.81,95,4.1500000000000004,"A","1 085","A++",7.55,9,417,1]
[669,null,"6,0+6,0",4.5,4.5,null,null,null,3.14,9,9.4600000000000009,0.59,2.19,2.99,2.69,10.029999999999999,13.69,95,4.12,"A","1 095","A++",7.55,9,418,1]
[670,null,"6,0+7,1",4.12,4.88,null,null,null,3.3,9,9.48,0.63,2.16,2.99,2.86,9.89,13.69,95,4.17,"A","1 080","A++",7.56,9,417,1]
[671,null,"7,1+7,1",4.5,4.5,null,null,null,3.46,9,9.5,0.65,2.16,2.99,2.99,9.89,13.69,95,4.17,"A","1 080","A++",7.56,9,417,1]
[672,null,"1,5+1,5+1,5",1.5,1.5,1.5,null,null,2.14,4.5,5.51,0.43,0.83,1.24,1.98,3.8,5.66,95,5.42,"A",415,"A++",8.0299999999999994,4.5,197,1]
[673,null,"1,5+1,5+2,0",1.5,1.5,2,null,null,2.2000000000000002,5,5.94,0.43,0.96,1.4,1.98,4.4000000000000004,6.39,95,5.24,"A",480,"A++",8.1,5,217,1]
[674,null,"1,5+1,5+2,5",1.5,1.5,2.5,null,null,2.25,5.5,6.34,0.43,1.0900000000000001,1.57,1.98,4.99,7.17,95,5.0599999999999996,"A",545,"A++",8.32,5.5,232,1]
[675,null,"1,5+1,5+3,5",1.5,1.5,3.5,null,null,2.36,6.5,7.11,0.46,1.38,1.93,2.11,6.32,8.84,95,4.71,"A",690,"A++",8.33,6.5,273,1]
[676,null,"1,5+1,5+4,2",1.5,1.5,4.2,null,null,2.44,7.2,7.6,0.46,1.61,2.1800000000000002,2.11,7.37,9.98,95,4.49,"A",805,"A++",8.2899999999999991,7.2,304,1]
[677,null,"1,5+1,5+5,0",1.41,1.41,4.6900000000000004,null,null,2.5499999999999998,7.5,8.1199999999999992,0.5,1.75,2.41,2.27,8.01,11.04,95,4.3,"A",875,"A++",8.2200000000000006,7.5,320,1]
[678,null,"1,5+1,5+6,0",1.33,1.33,5.33,null,null,2.7,8,8.6999999999999993,0.53,1.96,2.5099999999999998,2.44,8.98,11.49,95,4.08,"A",980,"A++",8.16,8,344,1]
[679,null,"1,5+1,5+7,1",1.26,1.26,5.98,null,null,2.86,8.5,9.25,0.56000000000000005,2.2000000000000002,2.87,2.57,10.07,13.12,95,3.86,"A","1 100","A++",8.09,8.5,368,1]
[680,null,"1,5+2,0+2,0",1.5,2,2,null,null,2.25,5.5,6.34,0.46,1.0900000000000001,1.57,2.11,4.99,7.17,95,5.08,"A",545,"A++",8.3000000000000007,5.5,232,1]
[681,null,"1,5+2,0+2,5",1.5,2,2.5,null,null,2.31,6,6.73,0.43,1.23,1.74,1.98,5.63,7.98,95,4.9000000000000004,"A",615,"A++",8.3000000000000007,6,253,1]
[682,null,"1,5+2,0+3,5",1.5,2,3.5,null,null,2.42,7,7.46,0.46,1.52,2.14,2.11,6.96,9.7799999999999994,95,4.62,"A",760,"A++",8.32,7,295,1]
[683,null,"1,5+2,0+4,2",1.5,2,4.2,null,null,2.5099999999999998,7.7,7.93,0.5,1.83,2.39,2.27,8.3800000000000008,10.96,95,4.22,"A",915,"A++",8.23,7.7,328,1]
[684,null,"1,5+2,0+5,0",1.41,1.88,4.71,null,null,2.63,8,8.42,0.5,1.95,2.57,2.27,8.93,11.77,95,4.0999999999999996,"A",975,"A++",8.14,8,344,1]
[685,null,"1,5+2,0+6,0",1.26,1.68,5.05,null,null,2.77,8,8.9600000000000009,0.53,1.94,2.68,2.44,8.8800000000000008,12.26,95,4.12,"A",970,"A++",8.14,8,344,1]
[686,null,"1,5+2,0+7,1",1.27,1.7,6.03,null,null,2.93,9,9.3000000000000007,0.56000000000000005,2.39,2.87,2.57,10.94,13.12,95,3.77,"A","1 195","A++",8.0299999999999994,9,392,1]
[687,null,"1,5+2,5+2,5",1.5,2.5,2.5,null,null,2.36,6.5,7.11,0.46,1.39,1.93,2.11,6.37,8.84,95,4.7,"A",695,"A++",8.3000000000000007,6.5,275,1]
[688,null,"1,5+2,5+3,5",1.5,2.5,3.5,null,null,2.48,7.5,7.79,0.5,1.72,2.29,2.27,7.88,10.47,95,4.37,"A",860,"A++",8.2799999999999994,7.5,317,1]
[689,null,"1,5+2,5+4,2",1.46,2.44,4.0999999999999996,null,null,2.58,8,8.24,0.5,1.99,2.56,2.27,9.11,11.73,95,4.0199999999999996,"A",995,"A++",8.11,8,345,1]
[690,null,"1,5+2,5+5,0",1.33,2.2200000000000002,4.4400000000000004,null,null,2.7,8,8.6999999999999993,0.52,1.95,2.75,2.4,8.93,12.59,95,4.0999999999999996,"A",975,"A++",8.14,8,344,1]
[691,null,"1,5+2,5+6,0",1.28,2.13,5.0999999999999996,null,null,2.85,8.5,9.2100000000000009,0.53,2.2000000000000002,2.87,2.44,10.07,13.12,95,3.86,"A","1 100","A++",8.09,8.5,368,1]
[692,null,"1,5+2,5+7,1",1.22,2.0299999999999998,5.76,null,null,3.01,9,9.49,0.56000000000000005,2.39,2.99,2.57,10.94,13.69,95,3.77,"A","1 195","A++",8.0299999999999994,9,392,1]
[693,null,"1,5+3,5+3,5",1.41,3.29,3.29,null,null,2.63,8,8.42,0.52,2,2.67,2.4,9.16,12.22,95,4,"A","1 000","A++",8.11,8,346,1]
[694,null,"1,5+3,5+4,2",1.3,3.04,3.65,null,null,2.73,8,8.65,0.52,1.99,2.79,2.4,9.11,12.75,95,4.0199999999999996,"A",995,"A++",8.1,8,346,1]
[695,null,"1,5+3,5+5,0",1.28,2.98,4.25,null,null,2.85,8.5,8.83,0.56000000000000005,2.2000000000000002,2.81,2.57,10.07,12.87,95,3.86,"A","1 100","A++",8.09,8.5,368,1]
[696,null,"1,5+3,5+6,0",1.23,2.86,4.91,null,null,2.99,9,9.2899999999999991,0.56000000000000005,2.39,2.87,2.57,10.94,13.12,95,3.77,"A","1 195","A++",8.0299999999999994,9,392,1]
[697,null,"1,5+3,5+7,1",1.1200000000000001,2.6,5.28,null,null,3.16,9,9.5,0.59,2.36,2.99,2.69,10.81,13.69,95,3.82,"A","1 180","A++",8.0500000000000007,9,392,1]
[698,null,"1,5+4,2+4,2",1.5,4.2,4.2,null,null,2.83,9.9,8.66,0.55000000000000004,2.4500000000000002,2.79,2.5299999999999998,11.22,12.75,95,4.04,"A","1 225","A++",8.26,9.9,419,1]
[699,null,"1,5+4,2+5,0",1.26,3.53,4.21,null,null,2.95,9,8.84,0.56000000000000005,2.1800000000000002,2.81,2.57,9.98,12.87,95,4.1399999999999997,"A","1 090","A++",8.18,9,385,1]
[700,null,"1,5+4,2+6,0",1.1499999999999999,3.23,4.62,null,null,3.1,9,9.49,0.59,2.15,2.99,2.69,9.84,13.69,95,4.1900000000000004,"A","1 075","A++",8.19,9,385,1]
[701,null,"1,5+4,2+7,1",1.05,2.95,4.99,null,null,3.26,9,9.51,0.63,2.13,2.99,2.86,9.75,13.69,95,4.24,"A","1 065","A++",8.1999999999999993,9,384,1]
[702,null,"1,5+5,0+5,0",1.17,3.91,3.91,null,null,3.07,9,9.1999999999999993,0.59,2.04,2.95,2.69,9.34,13.52,95,4.42,"A","1 020","A++",8.2100000000000009,9,384,1]
[703,null,"1,5+5,0+6,0",1.08,3.6,4.32,null,null,3.21,9,9.66,0.59,2.0299999999999998,3.02,2.69,9.3000000000000007,13.81,95,4.4400000000000004,"A","1 015","A++",8.2200000000000006,9,384,1]
[704,null,"1,5+5,0+7,1",0.99,3.31,4.7,null,null,3.38,9,9.68,0.63,2.0099999999999998,3.02,2.86,9.1999999999999993,13.81,95,4.49,"A","1 005","A++",8.2200000000000006,9,383,1]
[705,null,"1,5+6,0+6,0",1,4,4,null,null,3.36,9,10.130000000000001,0.63,2.02,3.08,2.86,9.25,14.09,95,4.46,"A","1 010","A++",8.2200000000000006,9,383,1]
[706,null,"1,5+6,0+7,1",1.19,3.58,4.2300000000000004,null,null,3.51,9,10.15,0.65,2,3.08,2.99,9.16,14.09,95,4.51,"A","1 000","A++",8.23,9,383,1]
[707,null,"2,0+2,0+2,0",2,2,2,null,null,2.31,6,6.76,0.46,1.23,1.74,2.11,5.63,7.98,95,4.9000000000000004,"A",615,"A++",8.3000000000000007,6,253,1]
[708,null,"2,0+2,0+2,5",2,2,2.5,null,null,2.36,6.5,7.11,0.46,1.39,1.93,2.11,6.37,8.84,95,4.7,"A",695,"A++",8.3000000000000007,6.5,275,1]
[709,null,"2,0+2,0+3,5",2,2,3.5,null,null,2.48,7.5,7.79,0.5,1.72,2.29,2.27,7.88,10.47,95,4.37,"A",860,"A++",8.2799999999999994,7.5,317,1]
[710,null,"2,0+2,0+4,2",2,2,4.2,null,null,2.58,8.1999999999999993,8.24,0.5,2.04,2.56,2.27,9.34,11.73,95,4.0199999999999996,"A",1020,"A++",8.1300000000000008,8.1999999999999993,353,1]
[711,null,"2,0+2,0+5,0",1.78,1.78,4.4400000000000004,null,null,2.7,8,8.6999999999999993,0.52,1.95,2.75,2.4,8.93,12.59,95,4.0999999999999996,"A",975,"A++",8.14,8,344,1]
[712,null,"2,0+2,0+6,0",1.7,1.7,5.0999999999999996,null,null,2.85,8.5,9.2100000000000009,0.53,2.2000000000000002,2.87,2.44,10.07,13.12,95,3.86,"A","1 100","A++",8.08,8.5,368,1]
[713,null,"2,0+2,0+7,1",1.62,1.62,5.76,null,null,3.01,9,9.49,0.56000000000000005,2.36,2.99,2.57,10.81,13.69,95,3.82,"A","1 180","A++",8.0399999999999991,9,392,1]
[714,null,"2,0+2,5+2,5",2,2.5,2.5,null,null,2.42,7,7.46,0.46,1.52,2.14,2.11,6.96,9.7799999999999994,95,4.62,"A",760,"A++",8.32,7,295,1]
[715,null,"2,0+2,5+3,5",1.88,2.34,3.28,null,null,2.5499999999999998,7.5,8.1199999999999992,0.5,1.72,2.5,2.27,7.88,11.45,95,4.38,"A",860,"A++",8.2799999999999994,7.5,317,1]
[716,null,"2,0+2,5+4,2",1.84,2.2999999999999998,3.86,null,null,2.66,8,8.5299999999999994,0.52,1.99,2.73,2.4,9.11,12.5,95,4.03,"A",995,"A++",8.11,8,345,1]
[717,null,"2,0+2,5+5,0",1.68,2.11,4.21,null,null,2.77,8,8.82,0.52,1.95,2.8,2.4,8.93,12.83,95,4.1100000000000003,"A",975,"A++",8.14,8,344,1]
[718,null,"2,0+2,5+6,0",1.66,2.0699999999999998,4.97,null,null,2.92,8.6999999999999993,9.2799999999999994,0.56000000000000005,2.29,2.87,2.57,10.49,13.12,95,3.8,"A","1 145","A++",8.0500000000000007,8.6999999999999993,378,1]
[719,null,"2,0+2,5+7,1",1.55,1.94,5.51,null,null,3.08,9,9.49,0.59,2.35,2.99,2.69,10.76,13.69,95,3.83,"A","1 175","A++",8.0500000000000007,9,392,1]
[720,null,"2,0+3,5+3,5",1.78,3.11,3.11,null,null,2.7,8,8.64,0.52,1.98,2.79,2.4,9.07,12.75,95,4.04,"A",990,"A++",8.1199999999999992,8,345,1]
[721,null,"2,0+3,5+4,2",1.75,3.07,3.68,null,null,2.8,8.5,8.65,0.55000000000000004,2.17,2.79,2.5299999999999998,9.94,12.75,95,3.93,"A",1085,"A++",8.07,8.5,369,1]
[722,null,"2,0+3,5+5,0",1.66,2.9,4.1399999999999997,null,null,2.92,8.6999999999999993,8.83,0.56000000000000005,2.2799999999999998,2.81,2.57,10.44,12.87,95,3.82,"A","1 140","A++",8.0399999999999991,8.6999999999999993,379,1]
[723,null,"2,0+3,5+6,0",1.57,2.74,4.7,null,null,3.07,9,9.48,0.59,2.35,2.99,2.69,10.76,13.69,95,3.83,"A","1 175","A++",8.0500000000000007,9,392,1]
[724,null,"2,0+3,5+7,1",1.43,2.5,5.07,null,null,3.23,9,9.5,0.63,2.3199999999999998,2.99,2.86,10.62,13.69,95,3.88,"A","1 160","A++",8.06,9,391,1]
[725,null,"2,0+4,2+4,2",1.67,3.51,3.51,null,null,2.91,8.6999999999999993,8.66,0.55000000000000004,2.2400000000000002,2.79,2.5299999999999998,10.26,12.75,95,3.89,"A","1 120","A++",8.06,8.6999999999999993,378,1]
[726,null,"2,0+4,2+5,0",1.61,3.38,4.0199999999999996,null,null,3.02,9,9.02,0.59,2.36,2.93,2.69,10.81,13.4,95,3.81,"A","1 180","A++",8.0299999999999994,9,392,1]
[727,null,"2,0+4,2+6,0",1.48,3.1,4.43,null,null,3.17,9,9.49,0.59,2.33,2.99,2.69,10.67,13.69,95,3.86,"A","1 165","A++",8.0500000000000007,9,392,1]
[728,null,"2,0+4,2+7,1",1.35,2.84,4.8,null,null,3.33,9,9.51,0.63,2.2999999999999998,2.99,2.86,10.53,13.69,95,3.91,"A","1 150","A++",8.06,9,391,1]
[729,null,"2,0+5,0+5,0",1.5,3.75,3.75,null,null,3.14,9,9.1999999999999993,0.59,2.2200000000000002,2.95,2.69,10.17,13.52,95,4.0599999999999996,"A","1 110","A++",8.09,9,390,1]
[730,null,"2,0+5,0+6,0",1.38,3.46,4.1500000000000004,null,null,3.29,9,9.66,0.63,2.19,3.02,2.86,10.029999999999999,13.81,95,4.1100000000000003,"A",1095,"A++",8.1,9,389,1]
[731,null,"2,0+5,0+7,1",1.28,3.19,4.53,null,null,3.45,9,9.68,0.65,2.17,3.02,2.99,9.94,13.81,95,4.16,"A",1085,"A++",8.11,9,388,1]
[732,null,"2,0+6,0+6,0",1.29,3.86,3.86,null,null,3.43,9,10.130000000000001,0.63,2.1800000000000002,3.08,2.86,9.98,14.09,95,4.13,"A",1090,"A++",8.11,9,389,1]
[733,null,"2,0+6,0+7,1",1.19,3.58,4.2300000000000004,null,null,3.59,9,10.61,0.65,2.16,3.56,2.99,9.89,16.29,95,4.18,"A",1080,"A++",8.1199999999999992,9,388,1]
[734,null,"2,5+2,5+2,5",2.5,2.5,2.5,null,null,2.48,7.5,7.79,0.5,1.71,2.29,2.27,7.83,10.47,95,4.3899999999999997,"A",855,"A++",8.2799999999999994,7.5,317,1]
[735,null,"2,5+2,5+3,5",2.35,2.35,3.29,null,null,2.63,8,8.42,0.52,1.98,2.67,2.4,9.07,12.22,95,4.05,"A",990,"A++",8.1300000000000008,8,345,1]
[736,null,"2,5+2,5+4,2",2.17,2.17,3.65,null,null,2.73,8,8.64,0.52,1.97,2.79,2.4,9.02,12.75,95,4.07,"A",985,"A++",8.14,8,344,1]
[737,null,"2,5+2,5+5,0",2.13,2.13,4.25,null,null,2.85,8.5,8.82,0.56000000000000005,2.2000000000000002,2.8,2.57,10.07,12.83,95,3.87,"A","1 100","A++",8.07,8.5,369,1]
[738,null,"2,5+2,5+6,0",2.0499999999999998,2.0499999999999998,4.91,null,null,2.99,9,9.2799999999999994,0.56000000000000005,2.35,2.87,2.57,10.76,13.12,95,3.83,"A","1 175","A++",8.0500000000000007,9,391,1]
[739,null,"2,5+2,5+7,1",1.86,1.86,5.28,null,null,3.16,9,9.49,0.59,2.3199999999999998,2.99,2.69,10.62,13.69,95,3.88,"A","1 160","A++",8.07,9,391,1]
[740,null,"2,5+3,5+3,5",2.11,2.95,2.95,null,null,2.77,8,8.64,0.55000000000000004,1.96,2.79,2.5299999999999998,8.98,12.75,95,4.08,"A",980,"A++",8.14,8,344,1]
[741,null,"2,5+3,5+4,2",2.08,2.92,3.5,null,null,2.88,8.5,8.65,0.55000000000000004,2.19,2.79,2.5299999999999998,10.029999999999999,12.75,95,3.88,"A","1 095","A++",8.09,8.5,368,1]
[742,null,"2,5+3,5+5,0",2.0499999999999998,2.86,4.09,null,null,2.99,9,8.83,0.59,2.33,2.81,2.69,10.67,12.87,95,3.87,"A","1 165","A++",8.0500000000000007,9,392,1]
[743,null,"2,5+3,5+6,0",1.88,2.63,4.5,null,null,3.14,9,9.48,0.59,2.2999999999999998,2.99,2.69,10.53,13.69,95,3.92,"A","1 150","A++",8.06,9,391,1]
[744,null,"2,5+3,5+7,1",1.72,2.4,4.88,null,null,3.3,9,9.5,0.63,2.27,2.99,2.86,10.39,13.69,95,3.97,"A","1 135","A++",8.07,9,390,1]
[745,null,"2,5+4,2+4,2",2.06,3.47,3.47,null,null,2.98,9,8.61,0.59,2.41,2.79,2.69,11.03,12.75,95,3.74,"A","1 205","A++",8.01,9,394,1]
[746,null,"2,5+4,2+5,0",1.92,3.23,3.85,null,null,3.1,9,9.02,0.59,2.35,2.93,2.69,10.76,13.4,95,3.84,"A","1 175","A++",7.99,9,394,1]
[747,null,"2,5+4,2+6,0",1.77,2.98,4.25,null,null,3.24,9,9.49,0.63,2.3199999999999998,2.99,2.86,10.62,13.69,95,3.89,"A","1 160","A++",8.01,9,394,1]
[748,null,"2,5+4,2+7,1",1.63,2.74,4.63,null,null,3.41,9,9.51,0.65,2.29,2.99,2.99,10.49,13.69,95,3.94,"A","1 145","A++",8.02,9,393,1]
[749,null,"2,5+5,0+5,0",1.8,3.6,3.6,null,null,3.21,9,9.1999999999999993,0.62,2.21,3,2.82,10.119999999999999,13.73,95,4.08,"A","1 105","A++",8.1,9,389,1]
[750,null,"2,5+5,0+6,0",1.67,3.33,4,null,null,3.36,9,9.66,0.63,2.1800000000000002,3.02,2.86,9.98,13.81,95,4.13,"A","1 090","A++",8.11,9,388,1]
[751,null,"2,5+5,0+7,1",1.54,3.08,4.38,null,null,3.51,9,9.68,0.65,2.16,3.02,2.99,9.89,13.81,95,4.18,"A","1 080","A++",8.1199999999999992,9,388,1]
[752,null,"2,5+6,0+6,0",1.55,3.72,3.72,null,null,3.5,9,10.130000000000001,0.65,2.17,3.08,2.99,9.94,14.09,95,4.1500000000000004,"A","1 085","A++",8.1199999999999992,9,388,1]
[753,null,"2,5+6,0+7,1",1.44,3.46,4.0999999999999996,null,null,3.66,9,10.61,0.65,2.15,3.56,2.99,9.84,16.29,95,4.2,"A","1 075","A++",8.1300000000000008,9,388,1]
[754,null,"3,5+3,5+3,5",2.9,2.9,2.9,null,null,2.92,8.6999999999999993,8.77,0.59,2.23,2.9,2.69,10.210000000000001,13.28,95,3.91,"A","1 115","A++",8.0500000000000007,8.6999999999999993,378,1]
[755,null,"3,5+3,5+4,2",2.81,2.81,3.38,null,null,3.02,9,8.83,0.59,2.4,2.9,2.69,10.99,13.28,95,3.76,"A","1 200","A++",7.98,9,395,1]
[756,null,"3,5+3,5+5,0",2.63,2.63,3.75,null,null,3.14,9,9.02,0.62,2.33,2.95,2.82,10.67,13.52,95,3.86,"A","1 165","A++",7.97,9,395,1]
[757,null,"3,5+3,5+6,0",2.42,2.42,4.1500000000000004,null,null,3.29,9,9.49,0.63,2.2999999999999998,2.99,2.86,10.53,13.69,95,3.91,"A","1 150","A++",7.99,9,395,1]
[758,null,"3,5+3,5+7,1",2.23,2.23,4.53,null,null,3.45,9,9.51,0.65,2.2799999999999998,2.99,2.99,10.44,13.69,95,3.96,"A","1 140","A++",8,9,394,1]
[759,null,"3,5+4,2+4,2",2.65,3.18,3.18,null,null,3.13,9,8.9700000000000006,0.62,2.38,2.9,2.82,10.9,13.28,95,3.78,"A","1 190","A++",7.99,9,394,1]
[760,null,"3,5+4,2+5,0",2.48,2.98,3.54,null,null,3.24,9,9.18,0.62,2.3199999999999998,2.93,2.82,10.62,13.4,95,3.88,"A","1 160","A++",7.98,9,395,1]
[761,null,"3,5+4,2+6,0",2.2999999999999998,2.76,3.94,null,null,3.39,9,9.5,0.65,2.29,2.99,2.99,10.49,13.69,95,3.93,"A","1 145","A++",7.99,9,394,1]
[762,null,"3,5+4,2+7,1",2.13,2.5499999999999998,4.32,null,null,3.54,9,10.01,0.69,2.2599999999999998,3.52,3.16,10.35,16.09,95,3.98,"A","1 130","A++",8,9,394,1]
[763,null,"3,5+5,0+5,0",2.33,3.33,3.33,null,null,3.36,9,9.1999999999999993,0.65,2.19,2.98,2.99,10.029999999999999,13.65,95,4.12,"A","1 095","A++",8.11,9,388,1]
[764,null,"3,5+5,0+6,0",2.17,3.1,3.72,null,null,3.5,9,9.67,0.65,2.16,3.02,2.99,9.89,13.81,95,4.17,"A","1 080","A++",8.1300000000000008,9,388,1]
[765,null,"3,5+5,0+7,1",2.02,2.88,4.0999999999999996,null,null,3.66,9,10.14,0.69,2.14,3.48,3.16,9.8000000000000007,15.93,95,4.22,"A","1 070","A++",8.14,9,387,1]
[766,null,"3,5+6,0+6,0",2.0299999999999998,3.48,3.48,null,null,3.65,9,10.59,0.65,2.15,3.56,2.99,9.84,16.29,95,4.1900000000000004,"A","1 075","A++",8.1300000000000008,9,388,1]
[767,null,"4,2+4,2+4,2",3,3,3,null,null,3.23,9,9.18,0.65,2.37,2.91,2.99,10.85,13.32,95,3.8,"A","1 185","A++",8,9,394,1]
[768,null,"4,2+4,2+5,0",2.82,2.82,3.36,null,null,3.35,9,9.26,0.65,2.31,2.93,2.99,10.58,13.4,95,3.9,"A","1 155","A++",7.99,9,395,1]
[769,null,"4,2+4,2+6,0",2.63,2.63,3.75,null,null,3.48,9,9.51,0.65,2.2799999999999998,2.99,2.99,10.44,13.69,95,3.95,"A","1 140","A++",8,9,394,1]
[770,null,"4,2+4,2+7,1",2.44,2.44,4.12,null,null,3.65,9,10.02,0.69,2.25,3.52,3.16,10.3,16.09,95,4,"A","1 125","A++",8.01,9,394,1]
[771,null,"4,2+5,0+5,0",2.66,3.17,3.17,null,null,3.46,9,9.2100000000000009,0.68,2.2999999999999998,2.95,3.12,10.53,13.52,95,3.92,"A","1 150","A++",7.99,9,394,1]
[772,null,"4,2+5,0+6,0",2.4900000000000002,2.96,3.55,null,null,3.6,9,10.18,0.69,2.27,3.54,3.16,10.39,16.21,95,3.97,"A","1 135","A++",8,9,394,1]
[773,null,"5,0+5,0+5,0",3,3,3,null,null,3.57,9,9.98,0.69,2.29,3.62,3.16,10.49,16.579999999999998,95,3.94,"A",1145,"A++",8,9,394,1]
[774,null,"1,5+1,5+1,5+1,5",1.5,1.5,1.5,1.5,null,2.31,6,6.73,0.44,1.25,1.44,2.02,5.73,6.6,95,4.82,"A",625,"A++",8.33,6,252,1]
[775,null,"1,5+1,5+1,5+2,0",1.5,1.5,1.5,2,null,2.36,6.5,7.11,0.47,1.38,1.62,2.15,6.32,7.41,95,4.72,"A",690,"A++",8.44,6.5,270,1]
[776,null,"1,5+1,5+1,5+2,5",1.5,1.5,1.5,2.5,null,2.42,7,7.46,0.47,1.5,1.76,2.15,6.87,8.06,95,4.68,"A",750,"A+++",8.57,7,286,1]
[777,null,"1,5+1,5+1,5+3,5",1.41,1.41,1.41,3.28,null,2.5499999999999998,7.5,8.1199999999999992,0.5,1.63,2.06,2.27,7.46,9.4499999999999993,95,4.62,"A",815,"A+++",8.58,7.5,306,1]
[778,null,"1,5+1,5+1,5+4,2",1.38,1.38,1.38,3.86,null,2.66,8,8.5299999999999994,0.5,1.94,2.39,2.27,8.8800000000000008,10.96,95,4.12,"A",970,"A++",8.3800000000000008,8,335,1]
[779,null,"1,5+1,5+1,5+5,0",1.26,1.26,1.26,4.21,null,2.77,8,8.9600000000000009,0.53,1.9,2.58,2.44,8.6999999999999993,11.81,95,4.22,"A",950,"A++",8.3699999999999992,8,335,1]
[780,null,"1,5+1,5+1,5+6,0",1.24,1.24,1.24,4.97,null,2.92,8.6999999999999993,9.44,0.53,2.34,2.63,2.44,10.71,12.02,95,3.72,"A","1 170","A++",8.15,8.6999999999999993,374,1]
[781,null,"1,5+1,5+1,5+7,1",1.1599999999999999,1.1599999999999999,1.1599999999999999,5.51,null,3.08,9,9.86,0.56000000000000005,2.39,2.88,2.57,10.94,13.2,95,3.77,"A","1 195","A++",8.1999999999999993,9,385,1]
[782,null,"1,5+1,5+2,0+2,0",1.5,1.5,2,2,null,2.42,7,7.46,0.47,1.5,1.76,2.15,6.87,8.06,95,4.68,"A",750,"A+++",8.57,7,286,1]
[783,null,"1,5+1,5+2,0+2,5",1.5,1.5,2,2.5,null,2.48,7.5,7.79,0.47,1.63,1.91,2.15,7.46,8.76,95,4.6100000000000003,"A",815,"A+++",8.57,7.5,307,1]
[784,null,"1,5+1,5+2,0+3,5",1.41,1.41,1.88,3.29,null,2.63,8,8.42,0.5,1.94,2.23,2.27,8.8800000000000008,10.18,95,4.12,"A",970,"A++",8.3800000000000008,8,335,1]
[785,null,"1,5+1,5+2,0+4,2",1.3,1.3,1.74,3.65,null,2.73,8,8.8000000000000007,0.53,1.94,2.56,2.44,8.8800000000000008,11.73,95,4.1399999999999997,"A",970,"A++",8.3800000000000008,8,334,1]
[786,null,"1,5+1,5+2,0+5,0",1.28,1.28,1.7,4.25,null,2.85,8.5,9.2100000000000009,0.53,2.23,2.77,2.44,10.210000000000001,12.67,95,3.82,"A","1 115","A++",8.1999999999999993,8.5,363,1]
[787,null,"1,5+1,5+2,0+6,0",1.23,1.23,1.64,4.91,null,2.99,9,9.64,0.56000000000000005,2.39,2.75,2.57,10.94,12.59,95,3.77,"A","1 195","A++",8.1999999999999993,9,385,1]
[788,null,"1,5+1,5+2,0+7,1",1.1200000000000001,1.1200000000000001,1.49,5.28,null,3.16,9,10.039999999999999,0.6,2.36,3.02,2.74,10.81,13.81,95,3.82,"A","1 180","A++",8.2100000000000009,9,384,1]
[789,null,"1,5+1,5+2,5+2,5",1.41,1.41,2.34,2.34,null,2.5499999999999998,7.5,8.1199999999999992,0.5,1.63,2.06,2.27,7.46,9.4499999999999993,95,4.6100000000000003,"A",815,"A+++",8.57,7.5,307,1]
[790,null,"1,5+1,5+2,5+3,5",1.33,1.33,2.2200000000000002,3.11,null,2.7,8,8.6999999999999993,0.53,1.94,2.5099999999999998,2.44,8.8800000000000008,11.49,95,4.1399999999999997,"A",970,"A++",8.39,8,334,1]
[791,null,"1,5+1,5+2,5+4,2",1.31,1.31,2.19,3.68,null,2.8,8.5,9.06,0.53,2.25,2.74,2.44,10.3,12.55,95,3.78,"A","1 125","A++",8.18,8.5,364,1]
[792,null,"1,5+1,5+2,5+5,0",1.24,1.24,2.0699999999999998,4.1399999999999997,null,2.92,8.6999999999999993,9.44,0.56000000000000005,2.33,2.89,2.57,10.67,13.24,95,3.74,"A","1 165","A++",8.16,8.6999999999999993,373,1]
[793,null,"1,5+1,5+2,5+6,0",1.17,1.17,1.96,4.7,null,3.07,9,9.83,0.56000000000000005,2.4300000000000002,2.88,2.57,11.13,13.2,95,3.71,"A","1 215","A++",8.15,9,387,1]
[794,null,"1,5+1,5+2,5+7,1",1.07,1.07,1.79,5.07,null,3.23,9,10.16,0.6,2.4,3.08,2.74,10.99,14.09,95,3.76,"A","1 200","A++",8.17,9,386,1]
[795,null,"1,5+1,5+3,5+3,5",1.28,1.28,2.98,2.98,null,2.85,8.5,9.2100000000000009,0.53,2.25,2.8,2.44,10.3,12.83,95,3.78,"A","1 125","A++",8.18,8.5,364,1]
[796,null,"1,5+1,5+3,5+4,2",1.26,1.26,2.94,3.53,null,2.95,9,9.32,0.56000000000000005,2.4700000000000002,2.87,2.57,11.31,13.12,95,3.65,"A","1 235","A++",8.1300000000000008,9,388,1]
[797,null,"1,5+1,5+3,5+5,0",1.17,1.17,2.74,3.91,null,3.07,9,9.68,0.59,2.4,3.02,2.69,10.99,13.81,95,3.75,"A","1 200","A++",8.1300000000000008,9,388,1]
[798,null,"1,5+1,5+3,5+6,0",1.08,1.08,2.52,4.32,null,3.21,9,10.15,0.59,2.37,3.08,2.69,10.85,14.09,95,3.8,"A","1 185","A++",8.15,9,387,1]
[799,null,"1,5+1,5+3,5+7,1",0.99,0.99,2.3199999999999998,4.7,null,3.38,9,10.17,0.63,2.34,3.08,2.86,10.71,14.09,95,3.85,"A","1 170","A++",8.16,9,386,1]
[800,null,"1,5+1,5+4,2+4,2",1.18,1.18,3.32,3.32,null,3.05,9,9.52,0.59,2.4500000000000002,2.99,2.69,11.22,13.69,95,3.67,"A","1 225","A++",8.14,9,387,1]
[801,null,"1,5+1,5+4,2+5,0",1.1100000000000001,1.1100000000000001,3.1,3.69,null,3.17,9,9.69,0.59,2.39,3.02,2.69,10.94,13.81,95,3.77,"A","1 195","A++",8.14,9,387,1]
[802,null,"1,5+1,5+4,2+6,0",1.02,1.02,2.86,4.09,null,3.32,9,10.16,0.6,2.36,3.08,2.74,10.81,14.09,95,3.82,"A","1 180","A++",8.15,9,387,1]
[803,null,"1,5+1,5+4,2+7,1",0.94,0.94,2.64,4.47,null,3.47,9,10.18,0.63,2.33,3.08,2.86,10.67,14.09,95,3.87,"A","1 165","A++",8.17,9,386,1]
[804,null,"1,5+1,5+5,0+5,0",1.04,1.04,3.46,3.46,null,3.29,9,9.8699999999999992,0.63,2.2400000000000002,3.04,2.86,10.26,13.93,95,4.0199999999999996,"A","1 120","A++",8.19,9,385,1]
[805,null,"1,5+1,5+5,0+6,0",0.96,0.96,3.21,3.86,null,3.43,9,10.34,0.63,2.21,3.11,2.86,10.119999999999999,14.22,95,4.07,"A","1 105","A++",8.1999999999999993,9,384,1]
[806,null,"1,5+1,5+5,0+7,1",0.89,0.89,2.98,4.2300000000000004,null,3.59,9,10.67,0.65,2.19,3.45,2.99,10.029999999999999,15.8,95,4.12,"A","1 095","A++",8.2100000000000009,9,384,1]
[807,null,"1,5+1,5+6,0+6,0",0.9,0.9,3.6,3.6,null,3.57,9,10.66,0.63,2.2000000000000002,3.1,2.86,10.07,14.17,95,4.09,"A","1 100","A++",8.2100000000000009,9,384,1]
[808,null,"1,5+2,0+2,0+2,0",1.5,2,2,2,null,2.48,7.5,7.79,0.47,1.63,1.91,2.15,7.46,8.76,95,4.6100000000000003,"A",815,"A+++",8.57,7.5,307,1]
[809,null,"1,5+2,0+2,0+2,5",1.41,1.88,1.88,2.34,null,2.5499999999999998,7.5,8.1199999999999992,0.5,1.62,2.06,2.27,7.42,9.4499999999999993,95,4.63,"A",810,"A++",8.44,7.5,311,1]
[810,null,"1,5+2,0+2,0+3,5",1.33,1.78,1.78,3.11,null,2.7,8,8.6999999999999993,0.53,1.94,2.34,2.44,8.8800000000000008,10.71,95,4.1399999999999997,"A",970,"A++",8.39,8,334,1]
[811,null,"1,5+2,0+2,0+4,2",1.31,1.75,1.75,3.68,null,2.8,8.5,9.06,0.53,2.25,2.74,2.44,10.3,12.55,95,3.78,"A","1 125","A++",8.18,8.5,364,1]
[812,null,"1,5+2,0+2,0+5,0",1.24,1.66,1.66,4.1399999999999997,null,2.92,8.6999999999999993,9.44,0.56000000000000005,2.34,2.89,2.57,10.71,13.24,95,3.72,"A","1 170","A++",8.15,8.6999999999999993,374,1]
[813,null,"1,5+2,0+2,0+6,0",1.17,1.57,1.57,4.7,null,3.07,9,9.83,0.56000000000000005,2.4300000000000002,2.88,2.57,11.13,13.2,95,3.71,"A","1 215","A++",8.15,9,387,1]
[814,null,"1,5+2,0+2,0+7,1",1.07,1.43,1.43,5.07,null,3.23,9,10.16,0.6,2.4,3.08,2.74,10.99,14.09,95,3.76,"A","1 200","A++",8.17,9,386,1]
[815,null,"1,5+2,0+2,5+2,5",1.41,1.88,2.35,2.35,null,2.63,8,8.42,0.5,1.95,2.23,2.27,8.93,10.18,95,4.0999999999999996,"A",975,"A++",8.35,8,336,1]
[816,null,"1,5+2,0+2,5+3,5",1.26,1.68,2.11,2.95,null,2.77,8,8.9600000000000009,0.53,1.94,2.69,2.44,8.8800000000000008,12.3,95,4.1399999999999997,"A",970,"A++",8.3699999999999992,8,335,1]
[817,null,"1,5+2,0+2,5+4,2",1.25,1.67,2.08,3.5,null,2.88,8.5,9.3000000000000007,0.56000000000000005,2.2400000000000002,2.87,2.57,10.26,13.12,95,3.8,"A","1 120","A++",8.17,8.5,364,1]
[818,null,"1,5+2,0+2,5+5,0",1.23,1.64,2.0499999999999998,4.09,null,2.99,9,9.49,0.56000000000000005,2.44,2.89,2.57,11.17,13.24,95,3.69,"A","1 220","A++",8.14,9,387,1]
[819,null,"1,5+2,0+2,5+6,0",1.1299999999999999,1.5,1.88,4.5,null,3.14,9,10.01,0.59,2.41,3.01,2.69,11.03,13.77,95,3.74,"A","1 205","A++",8.16,9,386,1]
[820,null,"1,5+2,0+2,5+7,1",1.03,1.37,1.72,4.88,null,3.3,9,10.16,0.6,2.38,3.08,2.74,10.9,14.09,95,3.79,"A","1 190","A++",8.17,9,386,1]
[821,null,"1,5+2,0+3,5+3,5",1.24,1.66,2.9,2.9,null,2.92,8.6999999999999993,9.31,0.56000000000000005,2.34,2.87,2.57,10.71,13.12,95,3.72,"A","1 170","A++",8.15,8.6999999999999993,374,1]
[822,null,"1,5+2,0+3,5+4,2",1.21,1.61,2.81,3.38,null,3.02,9,9.51,0.56000000000000005,2.4500000000000002,2.99,2.57,11.22,13.69,95,3.67,"A","1 225","A++",8.14,9,387,1]
[823,null,"1,5+2,0+3,5+5,0",1.1299999999999999,1.5,2.63,3.75,null,3.14,9,9.68,0.59,2.39,3.02,2.69,10.94,13.81,95,3.77,"A","1 195","A++",8.14,9,387,1]
[824,null,"1,5+2,0+3,5+6,0",1.04,1.38,2.42,4.1500000000000004,null,3.29,9,10.15,0.59,2.36,3.08,2.69,10.81,14.09,95,3.82,"A","1 180","A++",8.15,9,387,1]
[825,null,"1,5+2,0+3,5+7,1",0.96,1.28,2.23,4.53,null,3.45,9,10.17,0.63,2.33,3.08,2.86,10.67,14.09,95,3.87,"A","1 165","A++",8.17,9,386,1]
[826,null,"1,5+2,0+4,2+4,2",1.1299999999999999,1.51,3.18,3.18,null,3.13,9,9.52,0.59,2.44,2.99,2.69,11.17,13.69,95,3.69,"A","1 220","A++",8.15,9,387,1]
[827,null,"1,5+2,0+4,2+5,0",1.06,1.42,2.98,3.54,null,3.24,9,9.69,0.63,2.38,3.02,2.86,10.9,13.81,95,3.79,"A","1 190","A++",8.14,9,387,1]
[828,null,"1,5+2,0+4,2+6,0",0.99,1.31,2.76,3.94,null,3.39,9,10.16,0.63,2.35,3.08,2.86,10.76,14.09,95,3.84,"A","1 175","A++",8.16,9,386,1]
[829,null,"1,5+2,0+4,2+7,1",0.91,1.22,2.5499999999999998,4.32,null,3.54,9,10.63,0.65,2.3199999999999998,3.57,2.99,10.62,16.329999999999998,95,3.89,"A","1 160","A++",8.18,9,386,1]
[830,null,"1,5+2,0+5,0+5,0",1,1.33,3.33,3.33,null,3.36,9,9.8699999999999992,0.63,2.2599999999999998,3.04,2.86,10.35,13.93,95,3.99,"A","1 130","A++",8.19,9,385,1]
[831,null,"1,5+2,0+5,0+6,0",0.93,1.24,3.1,3.72,null,3.5,9,10.34,0.63,2.23,3.11,2.86,10.210000000000001,14.22,95,4.04,"A","1 115","A++",8.1999999999999993,9,384,1]
[832,null,"1,5+2,0+5,0+7,1",0.87,1.1499999999999999,2.88,4.0999999999999996,null,3.66,9,10.71,0.65,2.2000000000000002,3.45,2.99,10.07,15.8,95,4.09,"A","1 100","A++",8.2200000000000006,9,384,1]
[833,null,"1,5+2,0+6,0+6,0",0.87,1.1599999999999999,3.48,3.48,null,3.65,9,10.7,0.65,2.2200000000000002,3.1,2.99,10.17,14.17,95,4.0599999999999996,"A","1 110","A++",8.2100000000000009,9,384,1]
[834,null,"1,5+2,5+2,5+2,5",1.33,2.2200000000000002,2.2200000000000002,2.2200000000000002,null,2.7,8,8.6999999999999993,0.53,1.94,2.39,2.44,8.8800000000000008,10.96,95,4.1399999999999997,"A",970,"A++",8.3699999999999992,8,335,1]
[835,null,"1,5+2,5+2,5+3,5",1.28,2.13,2.13,2.98,null,2.85,8.5,9.2100000000000009,0.53,2.2400000000000002,2.87,2.44,10.26,13.12,95,3.8,"A","1 120","A++",8.17,8.5,364,1]
[836,null,"1,5+2,5+2,5+4,2",1.26,2.1,2.1,3.53,null,2.95,9,9.31,0.56000000000000005,2.44,2.87,2.57,11.17,13.12,95,3.69,"A","1 220","A++",8.15,9,387,1]
[837,null,"1,5+2,5+2,5+5,0",1.17,1.96,1.96,3.91,null,3.07,9,9.68,0.59,2.38,3.02,2.69,10.9,13.81,95,3.79,"A","1 190","A++",8.14,9,387,1]
[838,null,"1,5+2,5+2,5+6,0",1.08,1.8,1.8,4.32,null,3.21,9,10.14,0.59,2.35,3.08,2.69,10.76,14.09,95,3.84,"A","1 175","A++",8.16,9,386,1]
[839,null,"1,5+2,5+2,5+7,1",0.99,1.65,1.65,4.7,null,3.38,9,10.16,0.63,2.3199999999999998,3.08,2.86,10.62,14.09,95,3.89,"A","1 160","A++",8.18,9,386,1]
[840,null,"1,5+2,5+3,5+3,5",1.23,2.0499999999999998,2.86,2.86,null,2.99,9,9.31,0.56000000000000005,2.36,2.87,2.57,10.81,13.12,95,3.82,"A","1 180","A++",8.2200000000000006,9,384,1]
[841,null,"1,5+2,5+3,5+4,2",1.1499999999999999,1.92,2.69,3.23,null,3.1,9,9.51,0.59,2.35,2.99,2.69,10.76,13.69,95,3.84,"A","1 175","A++",8.2200000000000006,9,383,1]
[842,null,"1,5+2,5+3,5+5,0",1.08,1.8,2.52,3.6,null,3.21,9,9.68,0.59,2.29,3.02,2.69,10.49,13.81,95,3.94,"A","1 145","A++",8.2200000000000006,9,384,1]
[843,null,"1,5+2,5+3,5+6,0",1,1.67,2.33,4,null,3.36,9,10.15,0.63,2.2599999999999998,3.08,2.86,10.35,14.09,95,3.99,"A","1 130","A++",8.23,9,383,1]
[844,null,"1,5+2,5+3,5+7,1",0.92,1.54,2.16,4.38,null,3.51,9,10.17,0.65,2.23,3.08,2.99,10.210000000000001,14.09,95,4.04,"A","1 115","A++",8.25,9,382,1]
[845,null,"1,5+2,5+4,2+4,2",1.0900000000000001,1.81,3.05,3.05,null,3.2,9,9.52,0.59,2.33,2.99,2.69,10.67,13.69,95,3.86,"A","1 165","A++",8.23,9,383,1]
[846,null,"1,5+2,5+4,2+5,0",1.02,1.7,2.86,3.41,null,3.32,9,9.69,0.63,2.2799999999999998,3.02,2.86,10.44,13.81,95,3.96,"A","1 140","A++",8.2200000000000006,9,383,1]
[847,null,"1,5+2,5+4,2+6,0",0.95,1.58,2.66,3.8,null,3.46,9,10.16,0.63,2.25,3.08,2.86,10.3,14.09,95,4.01,"A","1 125","A++",8.24,9,383,1]
[848,null,"1,5+2,5+4,2+7,1",0.88,1.47,2.4700000000000002,4.18,null,3.62,9,10.68,0.65,2.2200000000000002,3.64,2.99,10.17,16.66,95,4.0599999999999996,"A","1 110","A++",8.25,9,382,1]
[849,null,"1,5+2,5+5,0+5,0",0.96,1.61,3.21,3.21,null,3.2,9,9.52,0.59,2.2599999999999998,2.99,2.69,10.35,13.69,95,3.98,"A","1 130","A++",8.23,9,383,1]
[850,null,"1,5+2,5+5,0+6,0",0.9,1.5,3,3.6,null,3.32,9,9.69,0.63,2.2400000000000002,3.02,2.86,10.26,13.81,95,4.03,"A","1 120","A++",8.24,9,382,1]
[851,null,"1,5+3,5+3,5+3,5",1.1299999999999999,2.63,2.63,2.63,null,3.14,9,9.51,0.59,2.35,2.99,2.69,10.76,13.69,95,3.84,"A","1 175","A++",8.2100000000000009,9,384,1]
[852,null,"1,5+3,5+3,5+4,2",1.06,2.48,2.48,2.98,null,3.24,9,9.52,0.63,2.33,2.99,2.86,10.67,13.69,95,3.86,"A","1 165","A++",8.2200000000000006,9,384,1]
[853,null,"1,5+3,5+3,5+5,0",1,2.33,2.33,3.33,null,3.36,9,9.69,0.63,2.2799999999999998,3.02,2.86,10.44,13.81,95,3.96,"A","1 140","A++",8.2100000000000009,9,384,1]
[854,null,"1,5+3,5+3,5+6,0",0.93,2.17,2.17,3.72,null,3.5,9,10.16,0.63,2.25,3.08,2.86,10.3,14.09,95,4.01,"A","1 125","A++",8.23,9,383,1]
[855,null,"1,5+3,5+3,5+7,1",0.87,2.02,2.02,4.0999999999999996,null,3.66,9,10.71,0.65,2.2200000000000002,3.71,2.99,10.17,16.989999999999998,95,4.0599999999999996,"A","1 110","A++",8.24,9,383,1]
[856,null,"1,5+3,5+4,2+4,2",1.01,2.35,2.82,2.82,null,3.35,9,9.52,0.63,2.3199999999999998,3,2.86,10.62,13.73,95,3.88,"A","1 160","A++",8.2200000000000006,9,383,1]
[857,null,"1,5+3,5+4,2+5,0",0.95,2.2200000000000002,2.66,3.17,null,3.46,9,9.6999999999999993,0.65,2.2599999999999998,3.02,2.99,10.35,13.81,95,3.98,"A","1 130","A++",8.2200000000000006,9,384,1]
[858,null,"1,5+3,5+4,2+6,0",0.89,2.0699999999999998,2.4900000000000002,3.55,null,3.6,9,10.68,0.65,2.2400000000000002,3.71,2.99,10.26,16.989999999999998,95,4.03,"A","1 120","A++",8.23,9,383,1]
[859,null,"1,5+3,5+5,0+5,0",0.9,2.1,3,3,null,3.57,9,10.47,0.65,2.25,3.73,2.99,10.3,17.07,95,4,"A","1 125","A++",8.2200000000000006,9,383,1]
[860,null,"1,5+4,2+4,2+4,2",0.96,2.68,2.68,2.68,null,3.45,9,9.5299999999999994,0.65,2.31,3,2.99,10.58,13.73,95,3.9,"A","1 155","A++",8.23,9,383,1]
[861,null,"1,5+4,2+4,2+5,0",0.91,2.54,2.54,3.02,null,3.56,9,10.29,0.65,2.25,3.69,2.99,10.3,16.899999999999999,95,4,"A","1 125","A++",8.2200000000000006,9,383,1]
[862,null,"2,0+2,0+2,0+2,0",1.88,1.88,1.88,1.88,null,2.5499999999999998,7.5,8.1199999999999992,0.5,1.63,2.06,2.27,7.46,9.4499999999999993,95,4.62,"A",815,"A+++",8.58,7.5,306,1]
[863,null,"2,0+2,0+2,0+2,5",1.88,1.88,1.88,2.35,null,2.63,8,8.42,0.5,1.9,2.23,2.27,8.6999999999999993,10.18,95,4.22,"A",950,"A++",8.3800000000000008,8,334,1]
[864,null,"2,0+2,0+2,0+3,5",1.68,1.68,1.68,2.95,null,2.77,8,8.9600000000000009,0.53,1.89,2.5099999999999998,2.44,8.65,11.49,95,4.24,"A",945,"A++",8.3800000000000008,8,335,1]
[865,null,"2,0+2,0+2,0+4,2",1.67,1.67,1.67,3.5,null,2.88,8.5,9.3000000000000007,0.56000000000000005,2.33,2.87,2.57,10.67,13.12,95,3.65,"A","1 165","A++",8.02,8.5,371,1]
[866,null,"2,0+2,0+2,0+5,0",1.64,1.64,1.64,4.09,null,2.99,9,9.49,0.56000000000000005,2.54,2.89,2.57,11.63,13.24,95,3.55,"A","1 270","A++",7.93,9,398,1]
[867,null,"2,0+2,0+2,0+6,0",1.5,1.5,1.5,4.5,null,3.14,9,10.01,0.6,2.5,3.01,2.74,11.45,13.77,95,3.6,"A","1 250","A++",7.96,9,396,1]
[868,null,"2,0+2,0+2,0+7,1",1.37,1.37,1.37,4.88,null,3.3,9,10.16,0.6,2.48,3.08,2.74,11.36,14.09,95,3.63,"A","1 240","A++",7.96,9,396,1]
[869,null,"2,0+2,0+2,5+2,5",1.73,1.73,2.17,2.17,null,2.7,7.8,8.6999999999999993,0.53,1.81,2.39,2.44,8.2899999999999991,10.96,95,4.32,"A",905,"A++",8.48,7.8,322,1]
[870,null,"2,0+2,0+2,5+3,5",1.7,1.7,2.13,2.98,null,2.85,8.5,9.2100000000000009,0.53,2.33,2.87,2.44,10.67,13.12,95,3.65,"A","1 165","A++",8.02,8.5,371,1]
[871,null,"2,0+2,0+2,5+4,2",1.68,1.68,2.1,3.53,null,2.95,9,9.31,0.56000000000000005,2.61,2.87,2.57,11.95,13.12,95,3.45,"A","1 305","A++",7.93,9,398,1]
[872,null,"2,0+2,0+2,5+5,0",1.57,1.57,1.96,3.91,null,3.07,9,9.68,0.59,2.54,3.02,2.69,11.63,13.81,95,3.55,"A","1 270","A++",7.93,9,397,1]
[873,null,"2,0+2,0+2,5+6,0",1.44,1.44,1.8,4.32,null,3.21,9,10.14,0.6,2.5,3.08,2.74,11.45,14.09,95,3.6,"A","1 250","A++",7.95,9,397,1]
[874,null,"2,0+2,0+2,5+7,1",1.32,1.32,1.65,4.7,null,3.38,9,10.16,0.63,2.4700000000000002,3.08,2.86,11.31,14.09,95,3.65,"A","1 235","A++",7.97,9,396,1]
[875,null,"2,0+2,0+3,5+3,5",1.64,1.64,2.86,2.86,null,2.99,9,9.31,0.56000000000000005,2.46,2.87,2.57,11.26,13.12,95,3.67,"A","1 230","A++",8.07,9,391,1]
[876,null,"2,0+2,0+3,5+4,2",1.54,1.54,2.69,3.23,null,3.1,9,9.51,0.59,2.44,2.99,2.69,11.17,13.69,95,3.69,"A","1 220","A++",8.07,9,391,1]
[877,null,"2,0+2,0+3,5+5,0",1.44,1.44,2.52,3.6,null,3.21,9,9.68,0.59,2.38,3.02,2.69,10.9,13.81,95,3.79,"A","1 190","A++",8.07,9,391,1]
[878,null,"2,0+2,0+3,5+6,0",1.33,1.33,2.33,4,null,3.36,9,10.15,0.63,2.35,3.08,2.86,10.76,14.09,95,3.84,"A","1 175","A++",8.08,9,390,1]
[879,null,"2,0+2,0+3,5+7,1",1.23,1.23,2.16,4.38,null,3.51,9,10.17,0.65,2.3199999999999998,3.08,2.99,10.62,14.09,95,3.89,"A","1 160","A++",8.1,9,389,1]
[880,null,"2,0+2,0+4,2+4,2",1.45,1.45,3.05,3.05,null,3.2,9,9.52,0.59,2.4300000000000002,2.99,2.69,11.13,13.69,95,3.71,"A","1 215","A++",8.08,9,390,1]
[881,null,"2,0+2,0+4,2+5,0",1.36,1.36,2.86,3.41,null,3.32,9,9.69,0.63,2.37,3.02,2.86,10.85,13.81,95,3.81,"A","1 185","A++",8.07,9,390,1]
[882,null,"2,0+2,0+4,2+6,0",1.27,1.27,2.66,3.8,null,3.46,9,10.16,0.63,2.33,3.08,2.86,10.67,14.09,95,3.86,"A","1 165","A++",8.09,9,390,1]
[883,null,"2,0+2,0+4,2+7,1",1.18,1.18,2.4700000000000002,4.18,null,3.62,9,10.68,0.65,2.31,3.57,2.99,10.58,16.329999999999998,95,3.91,"A","1 155","A++",8.11,9,389,1]
[884,null,"2,0+2,0+5,0+5,0",1.29,1.29,3.21,3.21,null,3.43,9,9.8699999999999992,0.63,2.35,3.04,2.86,10.76,13.93,95,3.83,"A","1 175","A++",8.08,9,390,1]
[885,null,"2,0+2,0+5,0+6,0",1.2,1.2,3,3.6,null,3.57,9,10.66,0.65,2.3199999999999998,3.45,2.99,10.62,15.8,95,3.88,"A",1160,"A++",8.1,9,389,1]
[886,null,"2,0+2,5+2,5+2,5",1.68,2.11,2.11,2.11,null,2.77,8,8.9600000000000009,0.53,1.89,2.5099999999999998,2.44,8.65,11.49,95,4.24,"A",945,"A++",8.4,8,334,1]
[887,null,"2,0+2,5+2,5+3,5",1.66,2.0699999999999998,2.0699999999999998,2.9,null,2.92,8.6999999999999993,9.3000000000000007,0.56000000000000005,2.39,2.87,2.57,10.94,13.12,95,3.65,"A","1 195","A++",8.0299999999999994,8.6999999999999993,379,1]
[888,null,"2,0+2,5+2,5+4,2",1.61,2.0099999999999998,2.0099999999999998,3.38,null,3.02,9,9.5,0.56000000000000005,2.61,2.99,2.57,11.95,13.69,95,3.45,"A","1 305","A++",7.93,9,398,1]
[889,null,"2,0+2,5+2,5+5,0",1.5,1.88,1.88,3.75,null,3.14,9,9.68,0.59,2.54,3.02,2.69,11.63,13.81,95,3.55,"A","1 270","A++",7.93,9,397,1]
[890,null,"2,0+2,5+2,5+6,0",1.38,1.73,1.73,4.1500000000000004,null,3.29,9,10.14,0.6,2.5,3.08,2.74,11.45,14.09,95,3.6,"A","1 250","A++",7.95,9,397,1]
[891,null,"2,0+2,5+2,5+7,1",1.28,1.6,1.6,4.53,null,3.45,9,10.16,0.63,2.4700000000000002,3.08,2.86,11.31,14.09,95,3.65,"A","1 235","A++",7.97,9,396,1]
[892,null,"2,0+2,5+3,5+3,5",1.57,1.96,2.74,2.74,null,3.07,9,9.5,0.59,2.46,2.99,2.69,11.26,13.69,95,3.67,"A","1 230","A++",8.07,9,391,1]
[893,null,"2,0+2,5+3,5+4,2",1.48,1.84,2.58,3.1,null,3.17,9,9.51,0.59,2.44,2.99,2.69,11.17,13.69,95,3.69,"A","1 220","A++",8.07,9,391,1]
[894,null,"2,0+2,5+3,5+5,0",1.38,1.73,2.42,3.46,null,3.29,9,9.68,0.63,2.38,3.02,2.86,10.9,13.81,95,3.79,"A","1 190","A++",8.07,9,391,1]
[895,null,"2,0+2,5+3,5+6,0",1.29,1.61,2.25,3.86,null,3.43,9,10.15,0.63,2.35,3.08,2.86,10.76,14.09,95,3.84,"A","1 175","A++",8.08,9,390,1]
[896,null,"2,0+2,5+3,5+7,1",1.19,1.49,2.09,4.2300000000000004,null,3.59,9,10.63,0.65,2.3199999999999998,3.57,2.99,10.62,16.329999999999998,95,3.89,"A","1 160","A++",8.1,9,389,1]
[897,null,"2,0+2,5+4,2+4,2",1.4,1.74,2.93,2.93,null,3.27,9,9.52,0.63,2.4300000000000002,2.99,2.86,11.13,13.69,95,3.71,"A","1 215","A++",8.08,9,390,1]
[898,null,"2,0+2,5+4,2+5,0",1.31,1.64,2.76,3.28,null,3.39,9,9.69,0.63,2.37,3.02,2.86,10.85,13.81,95,3.81,"A","1 185","A++",8.07,9,390,1]
[899,null,"2,0+2,5+4,2+6,0",1.22,1.53,2.57,3.67,null,3.53,9,10.62,0.65,2.33,3.56,2.99,10.67,16.29,95,3.86,"A","1 165","A++",8.09,9,390,1]
[900,null,"2,0+2,5+5,0+5,0",1.24,1.55,3.1,3.1,null,3.5,9,9.8699999999999992,0.65,2.35,3.04,2.99,10.76,13.93,95,3.83,"A","1 175","A++",8.08,9,390,1]
[901,null,"2,0+2,5+5,0+6,0",1.1599999999999999,1.45,2.9,3.48,null,3.65,9,10.7,0.65,2.3199999999999998,3.52,2.99,10.62,16.13,95,3.88,"A","1 160","A++",8.1,9,389,1]
[902,null,"2,0+3,5+3,5+3,5",1.44,2.52,2.52,2.52,null,3.21,9,9.51,0.63,2.4300000000000002,2.99,2.86,11.13,13.69,95,3.71,"A","1 215","A++",8.08,9,390,1]
[903,null,"2,0+3,5+3,5+4,2",1.36,2.39,2.39,2.86,null,3.32,9,9.52,0.63,2.42,2.99,2.86,11.08,13.69,95,3.73,"A","1 210","A++",8.08,9,390,1]
[904,null,"2,0+3,5+3,5+5,0",1.29,2.25,2.25,3.21,null,3.43,9,9.69,0.65,2.35,3.02,2.99,10.76,13.81,95,3.83,"A","1 175","A++",8.08,9,390,1]
[905,null,"2,0+3,5+3,5+6,0",1.2,2.1,2.1,3.6,null,3.57,9,10.61,0.65,2.3199999999999998,3.57,2.99,10.62,16.329999999999998,95,3.88,"A","1 160","A++",8.1,9,389,1]
[906,null,"2,0+3,5+4,2+4,2",1.29,2.27,2.72,2.72,null,3.42,9,9.52,0.65,2.4,3,2.99,10.99,13.73,95,3.75,"A","1 200","A++",8.09,9,390,1]
[907,null,"2,0+3,5+4,2+5,0",1.22,2.14,2.57,3.06,null,3.53,9,10.199999999999999,0.65,2.34,3.55,2.99,10.71,16.25,95,3.85,"A","1 170","A++",8.09,9,390,1]
[908,null,"2,0+3,5+5,0+5,0",1.1599999999999999,2.0299999999999998,2.9,2.9,null,3.65,9,10.47,0.69,2.34,3.73,3.16,10.71,17.07,95,3.85,"A","1 170","A++",8.09,9,390,1]
[909,null,"2,0+4,2+4,2+4,2",1.23,2.59,2.59,2.59,null,3.51,9,9.5299999999999994,0.65,2.39,3,2.99,10.94,13.73,95,3.77,"A","1 195","A++",8.1,9,389,1]
[910,null,"2,0+4,2+4,2+5,0",1.17,2.4500000000000002,2.4500000000000002,2.92,null,3.63,9,10.210000000000001,0.69,2.33,3.55,3.16,10.67,16.25,95,3.87,"A","1 165","A++",8.09,9,389,1]
[911,null,"2,5+2,5+2,5+2,5",2.13,2.13,2.13,2.13,null,2.85,8.5,9.2100000000000009,0.53,2.2799999999999998,2.87,2.44,10.44,13.12,95,3.73,"A","1 140","A++",8.07,8.5,369,1]
[912,null,"2,5+2,5+2,5+3,5",2.0499999999999998,2.0499999999999998,2.0499999999999998,2.86,null,2.99,9,9.3000000000000007,0.56000000000000005,2.48,2.87,2.57,11.36,13.12,95,3.63,"A","1 240","A++",8.0399999999999991,9,392,1]
[913,null,"2,5+2,5+2,5+4,2",1.92,1.92,1.92,3.23,null,3.1,9,9.5,0.59,2.4700000000000002,2.99,2.69,11.31,13.69,95,3.65,"A","1 235","A++",8.0500000000000007,9,392,1]
[914,null,"2,5+2,5+2,5+5,0",1.8,1.8,1.8,3.6,null,3.21,9,9.68,0.59,2.4,3.02,2.69,10.99,13.81,95,3.75,"A","1 200","A++",8.0399999999999991,9,392,1]
[915,null,"2,5+2,5+2,5+6,0",1.67,1.67,1.67,4,null,3.36,9,10.14,0.63,2.37,3.08,2.86,10.85,14.09,95,3.8,"A","1 185","A++",8.06,9,391,1]
[916,null,"2,5+2,5+2,5+7,1",1.54,1.54,1.54,4.38,null,3.51,9,10.16,0.65,2.34,3.08,2.99,10.71,14.09,95,3.85,"A","1 170","A++",8.08,9,390,1]
[917,null,"2,5+2,5+3,5+3,5",1.88,1.88,2.63,2.63,null,3.14,9,9.5,0.59,2.4700000000000002,2.99,2.69,11.31,13.69,95,3.65,"A","1 235","A++",8.0500000000000007,9,392,1]
[918,null,"2,5+2,5+3,5+4,2",1.77,1.77,2.48,2.98,null,3.24,9,9.51,0.63,2.46,2.99,2.86,11.26,13.69,95,3.67,"A","1 230","A++",8.0500000000000007,9,391,1]
[919,null,"2,5+2,5+3,5+5,0",1.67,1.67,2.33,3.33,null,3.36,9,9.68,0.63,2.39,3.02,2.86,10.94,13.81,95,3.77,"A","1 195","A++",8.0500000000000007,9,391,1]
[920,null,"2,5+2,5+3,5+6,0",1.55,1.55,2.17,3.72,null,3.5,9,10.15,0.65,2.36,3.08,2.99,10.81,14.09,95,3.82,"A","1 180","A++",8.07,9,391,1]
[921,null,"2,5+2,5+3,5+7,1",1.44,1.44,2.02,4.0999999999999996,null,3.66,9,10.63,0.65,2.33,3.57,2.99,10.67,16.329999999999998,95,3.87,"A","1 165","A++",8.09,9,390,1]
[922,null,"2,5+2,5+4,2+4,2",1.68,1.68,2.82,2.82,null,3.35,9,9.52,0.63,2.44,2.99,2.86,11.17,13.69,95,3.69,"A","1 220","A++",8.06,9,391,1]
[923,null,"2,5+2,5+4,2+5,0",1.58,1.58,2.66,3.17,null,3.46,9,9.69,0.65,2.38,3.02,2.99,10.9,13.81,95,3.79,"A","1 190","A++",8.06,9,391,1]
[924,null,"2,5+2,5+4,2+6,0",1.48,1.48,2.4900000000000002,3.55,null,3.6,9,10.68,0.65,2.35,3.56,2.99,10.76,16.29,95,3.84,"A","1 175","A++",8.08,9,390,1]
[925,null,"2,5+2,5+5,0+5,0",1.5,1.5,3,3,null,3.57,9,10.46,0.65,2.37,3.72,2.99,10.85,17.03,95,3.81,"A","1 185","A++",8.07,9,391,1]
[926,null,"2,5+3,5+3,5+3,5",1.73,2.42,2.42,2.42,null,3.29,9,9.5299999999999994,0.63,2.46,2.99,2.86,11.26,13.69,95,3.67,"A","1 230","A++",8.07,9,390,1]
[927,null,"2,5+3,5+3,5+4,2",1.64,2.2999999999999998,2.2999999999999998,2.76,null,3.39,9,9.52,0.65,2.44,2.99,2.99,11.17,13.69,95,3.69,"A","1 220","A++",8.08,9,390,1]
[928,null,"2,5+3,5+3,5+5,0",1.55,2.17,2.17,3.1,null,3.5,9,9.69,0.65,2.38,3.02,2.99,10.9,13.81,95,3.79,"A","1 190","A++",8.07,9,390,1]
[929,null,"2,5+3,5+3,5+6,0",1.45,2.0299999999999998,2.0299999999999998,3.48,null,3.65,9,10.61,0.65,2.35,3.57,2.99,10.76,16.329999999999998,95,3.84,"A","1 175","A++",8.09,9,390,1]
[930,null,"2,5+3,5+4,2+4,2",1.56,2.19,2.63,2.63,null,3.48,9,9.52,0.65,2.4300000000000002,3,2.99,11.13,13.73,95,3.71,"A","1 215","A++",8.08,9,390,1]
[931,null,"2,5+3,5+4,2+5,0",1.48,2.0699999999999998,2.4900000000000002,2.96,null,3.6,9,10.199999999999999,0.69,2.37,3.55,3.16,10.85,16.25,95,3.81,"A","1 185","A++",8.08,9,390,1]
[932,null,"2,5+4,2+4,2+4,2",1.49,2.5,2.5,2.5,null,3.59,9,10.029999999999999,0.69,2.42,3.52,3.16,11.08,16.09,95,3.73,"A","1 210","A++",8.09,9,390,1]
[933,null,"3,5+3,5+3,5+3,5",2.25,2.25,2.25,2.25,null,3.43,9,9.51,0.65,2.44,2.99,2.99,11.17,13.69,95,3.69,"A","1 220","A++",8.08,9,390,1]
[934,null,"3,5+3,5+3,5+4,2",2.14,2.14,2.14,2.57,null,3.53,9,10.02,0.69,2.4300000000000002,3.52,3.16,11.13,16.09,95,3.71,"A","1 215","A++",8.08,9,390,1]
[935,null,"3,5+3,5+3,5+5,0",2.0299999999999998,2.0299999999999998,2.0299999999999998,2.9,null,3.65,9,10.15,0.69,2.37,3.48,3.16,10.85,15.93,95,3.81,"A","1 185","A++",8.08,9,390,1]
[936,null,"3,5+3,5+4,2+4,2",2.0499999999999998,2.0499999999999998,2.4500000000000002,2.4500000000000002,null,3.63,9,10.029999999999999,0.69,2.42,3.52,3.16,11.08,16.09,95,3.73,"A","1 210","A++",8.09,9,390,1]
[937,null,"1,5+1,5+1,5+1,5+1,5",1.5,1.5,1.5,1.5,1.5,2.48,7.5,7.79,0.48,1.55,1.79,2.19,7.1,8.19,95,4.8499999999999996,"A",775,"A++",7.9,7.5,333,1]
[938,null,"1,5+1,5+1,5+1,5+2,0",1.41,1.41,1.41,1.41,1.88,2.5499999999999998,7.5,8.1199999999999992,0.48,1.55,1.94,2.19,7.1,8.8800000000000008,95,4.87,"A",775,"A++",7.89,7.5,333,1]
[939,null,"1,5+1,5+1,5+1,5+2,5",1.41,1.41,1.41,1.41,2.35,2.63,8,8.42,0.51,1.75,2.1,2.3199999999999998,8.01,9.61,95,4.59,"A",875,"A++",7.8,8,359,1]
[940,null,"1,5+1,5+1,5+1,5+3,5",1.26,1.26,1.26,1.26,2.95,2.77,8,8.9600000000000009,0.53,1.73,2.39,2.44,7.92,10.92,95,4.63,"A",865,"A++",7.81,8,359,1]
[941,null,"1,5+1,5+1,5+1,5+4,2",1.32,1.32,1.32,1.32,3.71,2.88,9,9.3000000000000007,0.53,2.2000000000000002,2.56,2.44,10.07,11.73,95,4.0999999999999996,"A","1 100","A++",7.66,9,411,1]
[942,null,"1,5+1,5+1,5+1,5+5,0",1.23,1.23,1.23,1.23,4.09,2.99,9,9.64,0.56000000000000005,2.15,2.64,2.57,9.84,12.1,95,4.2,"A","1 075","A++",7.69,9,410,1]
[943,null,"1,5+1,5+1,5+1,5+6,0",1.1299999999999999,1.1299999999999999,1.1299999999999999,1.1299999999999999,4.5,3.14,9,10.01,0.56999999999999995,2.12,2.69,2.61,9.7100000000000009,12.3,95,4.25,"A","1 060","A++",7.71,9,409,1]
[944,null,"1,5+1,5+1,5+1,5+7,1",1.03,1.03,1.03,1.03,4.88,3.3,9,10.32,0.6,2.1,2.82,2.74,9.6199999999999992,12.91,95,4.3,"A","1 050","A++",7.73,9,408,1]
[945,null,"1,5+1,5+1,5+2,0+2,0",1.41,1.41,1.41,1.88,1.88,2.63,8,8.42,0.51,1.75,2.1,2.3199999999999998,8.01,9.61,95,4.59,"A",875,"A++",7.8,8,359,1]
[946,null,"1,5+1,5+1,5+2,0+2,5",1.33,1.33,1.33,1.78,2.2200000000000002,2.7,8,8.6999999999999993,0.51,1.75,2.2200000000000002,2.3199999999999998,8.01,10.14,95,4.59,"A",875,"A++",7.8,8,359,1]
[947,null,"1,5+1,5+1,5+2,0+3,5",1.28,1.28,1.28,1.7,2.98,2.85,8.5,9.2100000000000009,0.53,1.95,2.5,2.44,8.93,11.45,95,4.37,"A",975,"A++",7.76,8.5,383,1]
[948,null,"1,5+1,5+1,5+2,0+4,2",1.26,1.26,1.26,1.68,3.53,2.95,9,9.52,0.53,2.06,2.69,2.44,9.43,12.3,95,4.37,"A","1 030","A++",7.81,9,404,1]
[949,null,"1,5+1,5+1,5+2,0+5,0",1.17,1.17,1.17,1.57,3.91,3.07,9,9.83,0.56000000000000005,2.02,2.78,2.57,9.25,12.71,95,4.47,"A","1 010","A++",7.83,9,403,1]
[950,null,"1,5+1,5+1,5+2,0+6,0",1.08,1.08,1.08,1.44,4.32,3.21,9,10.16,0.56999999999999995,2,2.75,2.61,9.16,12.59,95,4.5199999999999996,"A","1 000","A++",7.85,9,402,1]
[951,null,"1,5+1,5+1,5+2,0+7,1",0.99,0.99,0.99,1.32,4.7,3.38,9,10.43,0.6,1.97,2.96,2.74,9.02,13.56,95,4.57,"A",985,"A++",7.86,9,401,1]
[952,null,"1,5+1,5+1,5+2,5+2,5",1.26,1.26,1.26,2.11,2.11,2.77,8,8.9600000000000009,0.53,1.74,2.39,2.44,7.97,10.92,95,4.6100000000000003,"A",870,"A++",7.81,8,359,1]
[953,null,"1,5+1,5+1,5+2,5+3,5",1.24,1.24,1.24,2.0699999999999998,2.9,2.92,8.6999999999999993,9.44,0.53,2.06,2.63,2.44,9.43,12.02,95,4.24,"A","1 030","A++",7.71,8.6999999999999993,395,1]
[954,null,"1,5+1,5+1,5+2,5+4,2",1.21,1.21,1.21,2.0099999999999998,3.38,3.02,9,9.7200000000000006,0.56000000000000005,2.19,2.82,2.57,10.029999999999999,12.91,95,4.12,"A","1 095","A++",7.66,9,411,1]
[955,null,"1,5+1,5+1,5+2,5+5,0",1.1299999999999999,1.1299999999999999,1.1299999999999999,1.88,3.75,3.14,9,10.01,0.56000000000000005,2.14,2.9,2.57,9.8000000000000007,13.28,95,4.22,"A","1 070","A++",7.69,9,410,1]
[956,null,"1,5+1,5+1,5+2,5+6,0",1.04,1.04,1.04,1.73,4.1500000000000004,3.29,9,10.29,0.6,2.11,2.82,2.74,9.66,12.91,95,4.2699999999999996,"A","1 055","A++",7.7,9,409,1]
[957,null,"1,5+1,5+1,5+2,5+7,1",0.96,0.96,0.96,1.6,4.53,3.45,9,10.53,0.6,2.09,2.96,2.74,9.57,13.56,95,4.32,"A","1 045","A++",7.72,9,408,1]
[958,null,"1,5+1,5+1,5+3,5+3,5",1.17,1.17,1.17,2.74,2.74,3.07,9,9.83,0.56000000000000005,2.1800000000000002,2.88,2.57,9.98,13.2,95,4.1399999999999997,"A","1 090","A++",7.68,9,411,1]
[959,null,"1,5+1,5+1,5+3,5+4,2",1.1100000000000001,1.1100000000000001,1.1100000000000001,2.58,3.1,3.17,9,10.07,0.6,2.17,3.02,2.74,9.94,13.81,95,4.16,"A","1 085","A++",7.68,9,410,1]
[960,null,"1,5+1,5+1,5+3,5+5,0",1.04,1.04,1.04,2.42,3.46,3.29,9,10.29,0.6,2.12,3.11,2.74,9.7100000000000009,14.22,95,4.26,"A","1 060","A++",7.7,9,409,1]
[961,null,"1,5+1,5+1,5+3,5+6,0",0.96,0.96,0.96,2.25,3.86,3.43,9,10.52,0.6,2.09,2.95,2.74,9.57,13.52,95,4.3099999999999996,"A","1 045","A++",7.72,9,408,1]
[962,null,"1,5+1,5+1,5+3,5+7,1",0.89,0.89,0.89,2.09,4.2300000000000004,3.59,9,10.67,0.63,2.0699999999999998,3.1,2.86,9.48,14.17,95,4.3600000000000003,"A","1 035","A++",7.74,9,407,1]
[963,null,"1,5+1,5+1,5+4,2+4,2",1.05,1.05,1.05,2.93,2.93,3.27,9,10.19,0.6,2.16,3.09,2.74,9.89,14.13,95,4.18,"A","1 080","A++",7.69,9,410,1]
[964,null,"1,5+1,5+1,5+4,2+5,0",0.99,0.99,0.99,2.76,3.28,3.39,9,10.36,0.63,2.11,3.11,2.86,9.66,14.22,95,4.28,"A","1 055","A++",7.71,9,409,1]
[965,null,"1,5+1,5+1,5+4,2+6,0",0.92,0.92,0.92,2.57,3.67,3.53,9,10.62,0.63,2.08,3.03,2.86,9.52,13.85,95,4.33,"A","1 040","A++",7.73,9,408,1]
[966,null,"1,5+1,5+1,5+5,0+5,0",0.93,0.93,0.93,3.1,3.1,3.5,9,10.55,0.63,2.1,3.13,2.86,9.6199999999999992,14.34,95,4.3,"A","1 050","A++",7.72,9,408,1]
[967,null,"1,5+1,5+1,5+5,0+6,0",0.87,0.87,0.87,2.9,3.48,3.65,9,10.7,0.63,2.0699999999999998,2.98,2.86,9.48,13.65,95,4.3499999999999996,"A","1 035","A++",7.74,9,407,1]
[968,null,"1,5+1,5+2,0+2,0+2,0",1.3,1.3,1.73,1.73,1.73,2.7,7.8,8.6999999999999993,0.51,1.65,2.2200000000000002,2.3199999999999998,7.56,10.14,95,4.7300000000000004,"A",825,"A++",7.86,7.8,348,1]
[969,null,"1,5+1,5+2,0+2,0+2,5",1.26,1.26,1.68,1.68,2.11,2.77,8,8.9600000000000009,0.53,1.74,2.39,2.44,7.97,10.92,95,4.6100000000000003,"A",870,"A++",7.81,8,359,1]
[970,null,"1,5+1,5+2,0+2,0+3,5",1.24,1.24,1.66,1.66,2.9,2.92,8.6999999999999993,9.44,0.53,2.0499999999999998,2.63,2.44,9.39,12.02,95,4.26,"A","1 025","A++",7.72,8.6999999999999993,395,1]
[971,null,"1,5+1,5+2,0+2,0+4,2",1.21,1.21,1.61,1.61,3.38,3.02,9,9.7200000000000006,0.56000000000000005,2.1800000000000002,2.82,2.57,9.98,12.91,95,4.1399999999999997,"A","1 090","A++",7.67,9,411,1]
[972,null,"1,5+1,5+2,0+2,0+5,0",1.1299999999999999,1.1299999999999999,1.5,1.5,3.75,3.14,9,10.01,0.56000000000000005,2.13,2.9,2.57,9.75,13.28,95,4.24,"A","1 065","A++",7.71,9,409,1]
[973,null,"1,5+1,5+2,0+2,0+6,0",1.04,1.04,1.38,1.38,4.1500000000000004,3.29,9,10.29,0.6,2.1,2.82,2.74,9.6199999999999992,12.91,95,4.29,"A","1 050","A++",7.73,9,408,1]
[974,null,"1,5+1,5+2,0+2,0+7,1",0.96,0.96,1.28,1.28,4.53,3.45,9,10.53,0.6,2.08,2.96,2.74,9.52,13.56,95,4.34,"A","1 040","A++",7.75,9,407,1]
[975,null,"1,5+1,5+2,0+2,5+2,5",1.28,1.28,1.7,2.13,2.13,2.85,8.5,9.2100000000000009,0.53,1.84,2.5,2.44,8.43,11.45,95,4.63,"A",920,"A++",7.83,8.5,380,1]
[976,null,"1,5+1,5+2,0+2,5+3,5",1.23,1.23,1.64,2.0499999999999998,2.86,2.99,9,9.64,0.56000000000000005,2.1800000000000002,2.75,2.57,9.98,12.59,95,4.1399999999999997,"A","1 090","A++",7.67,9,411,1]
[977,null,"1,5+1,5+2,0+2,5+4,2",1.1499999999999999,1.1499999999999999,1.54,1.92,3.23,3.1,9,9.9,0.56000000000000005,2.17,2.95,2.57,9.94,13.48,95,4.16,"A","1 085","A++",7.68,9,411,1]
[978,null,"1,5+1,5+2,0+2,5+5,0",1.08,1.08,1.44,1.8,3.6,3.21,9,10.16,0.6,2.12,3.03,2.74,9.7100000000000009,13.89,95,4.26,"A","1 060","A++",7.71,9,409,1]
[979,null,"1,5+1,5+2,0+2,5+6,0",1,1,1.33,1.67,4,3.36,9,10.41,0.6,2.09,2.95,2.74,9.57,13.52,95,4.3099999999999996,"A","1 045","A++",7.73,9,408,1]
[980,null,"1,5+1,5+2,0+2,5+7,1",0.92,0.92,1.23,1.54,4.38,3.51,9,10.61,0.63,2.0699999999999998,3.03,2.86,9.48,13.85,95,4.3600000000000003,"A","1 035","A++",7.76,9,406,1]
[981,null,"1,5+1,5+2,0+3,5+3,5",1.1299999999999999,1.1299999999999999,1.5,2.63,2.63,3.14,9,10.01,0.56000000000000005,2.17,3.02,2.57,9.94,13.81,95,4.16,"A","1 085","A++",7.68,9,410,1]
[982,null,"1,5+1,5+2,0+3,5+4,2",1.06,1.06,1.42,2.48,2.98,3.24,9,10.18,0.6,2.16,3.08,2.74,9.89,14.09,95,4.18,"A","1 080","A++",7.69,9,410,1]
[983,null,"1,5+1,5+2,0+3,5+5,0",1,1,1.33,2.33,3.33,3.36,9,10.36,0.6,2.11,3.11,2.74,9.66,14.22,95,4.28,"A","1 055","A++",7.72,9,408,1]
[984,null,"1,5+1,5+2,0+3,5+6,0",0.93,0.93,1.24,2.17,3.72,3.5,9,10.59,0.63,2.08,3.03,2.86,9.52,13.85,95,4.33,"A","1 040","A++",7.74,9,407,1]
[985,null,"1,5+1,5+2,0+3,5+7,1",0.87,0.87,1.1499999999999999,2.02,4.0999999999999996,3.66,9,10.71,0.65,2.06,3.1,2.99,9.43,14.17,95,4.38,"A","1 030","A++",7.76,9,406,1]
[986,null,"1,5+1,5+2,0+4,2+4,2",1.01,1.01,1.34,2.82,2.82,3.35,9,10.19,0.63,2.15,3.09,2.86,9.84,14.13,95,4.2,"A","1 075","A++",7.7,9,409,1]
[987,null,"1,5+1,5+2,0+4,2+5,0",0.95,0.95,1.27,2.66,3.17,3.46,9,10.36,0.63,2.1,3.11,2.86,9.6199999999999992,14.22,95,4.3,"A","1 050","A++",7.73,9,408,1]
[988,null,"1,5+1,5+2,0+4,2+6,0",0.89,0.89,1.18,2.4900000000000002,3.55,3.6,9,10.68,0.63,2.0699999999999998,3.1,2.86,9.48,14.17,95,4.3499999999999996,"A","1 035","A++",7.75,9,407,1]
[989,null,"1,5+1,5+2,0+5,0+5,0",0.9,0.9,1.2,3,3,3.57,9,10.66,0.63,2,3.28,2.86,9.16,14.99,95,4.5,"A","1 000","A++",7.7,9,410,1]
[990,null,"1,5+1,5+2,5+2,5+2,5",1.24,1.24,2.0699999999999998,2.0699999999999998,2.0699999999999998,2.92,8.6999999999999993,9.44,0.53,2.04,2.63,2.44,9.34,12.02,95,4.28,"A","1 020","A++",7.72,8.6999999999999993,395,1]
[991,null,"1,5+1,5+2,5+2,5+3,5",1.17,1.17,1.96,1.96,2.74,3.07,9,9.83,0.56000000000000005,2.17,2.88,2.57,9.94,13.2,95,4.16,"A","1 085","A++",7.67,9,411,1]
[992,null,"1,5+1,5+2,5+2,5+4,2",1.1100000000000001,1.1100000000000001,1.84,1.84,3.1,3.17,9,10.07,0.6,2.16,3.02,2.74,9.89,13.81,95,4.18,"A","1 080","A++",7.68,9,411,1]
[993,null,"1,5+1,5+2,5+2,5+5,0",1.04,1.04,1.73,1.73,3.46,3.29,9,10.29,0.6,2.11,3.11,2.74,9.66,14.22,95,4.28,"A","1 055","A++",7.71,9,409,1]
[994,null,"1,5+1,5+2,5+2,5+6,0",0.96,0.96,1.61,1.61,3.86,3.43,9,10.52,0.6,2.08,3.03,2.74,9.52,13.85,95,4.33,"A","1 040","A++",7.73,9,408,1]
[995,null,"1,5+1,5+2,5+2,5+7,1",0.89,0.89,1.49,1.49,4.2300000000000004,3.59,9,10.67,0.63,2.06,3.1,2.86,9.43,14.17,95,4.38,"A","1 030","A++",7.75,9,406,1]
[996,null,"1,5+1,5+2,5+3,5+3,5",1.08,1.08,1.8,2.52,2.52,3.21,9,10.16,0.6,2.16,3.08,2.74,9.89,14.09,95,4.18,"A","1 080","A++",7.68,9,410,1]
[997,null,"1,5+1,5+2,5+3,5+4,2",1.02,1.02,1.7,2.39,2.86,3.32,9,10.18,0.6,2.15,3.08,2.74,9.84,14.09,95,4.2,"A","1 075","A++",7.69,9,410,1]
[998,null,"1,5+1,5+2,5+3,5+5,0",0.96,0.96,1.61,2.25,3.21,3.43,9,10.36,0.63,2.1,3.11,2.86,9.6199999999999992,14.22,95,4.3,"A","1 050","A++",7.72,9,408,1]
[999,null,"1,5+1,5+2,5+3,5+6,0",0.9,0.9,1.5,2.1,3.6,3.57,9,10.66,0.63,2.0699999999999998,3.1,2.86,9.48,14.17,95,4.3499999999999996,"A","1 035","A++",7.74,9,407,1]
[1000,null,"1,5+1,5+2,5+4,2+4,2",0.97,0.97,1.62,2.72,2.72,3.42,9,10.19,0.63,2.14,3.09,2.86,9.8000000000000007,14.13,95,4.22,"A","1 070","A++",7.7,9,410,1]
[1001,null,"1,5+1,5+2,5+4,2+5,0",0.92,0.92,1.53,2.57,3.06,3.53,9,10.62,0.63,2.09,3.39,2.86,9.57,15.52,95,4.32,"A","1 045","A++",7.73,9,408,1]
[1002,null,"1,5+1,5+2,5+5,0+5,0",0.87,0.87,1.45,2.9,2.9,3.65,9,10.7,0.65,2.02,3.28,2.99,9.25,14.99,95,4.47,"A","1 010","A++",7.67,9,411,1]
[1003,null,"1,5+1,5+3,5+3,5+3,5",1,1,2.33,2.33,2.33,3.36,9,10.18,0.63,2.15,3.08,2.86,9.84,14.09,95,4.2,"A","1 075","A++",7.69,9,410,1]
[1004,null,"1,5+1,5+3,5+3,5+4,2",0.95,0.95,2.2200000000000002,2.2200000000000002,2.66,3.46,9,10.19,0.63,2.14,3.09,2.86,9.8000000000000007,14.13,95,4.22,"A","1 070","A++",7.7,9,410,1]
[1005,null,"1,5+1,5+3,5+3,5+5,0",0.9,0.9,2.1,2.1,3,3.57,9,10.66,0.65,2.09,3.38,2.99,9.57,15.48,95,4.32,"A","1 045","A++",7.73,9,408,1]
[1006,null,"1,5+1,5+3,5+4,2+4,2",0.91,0.91,2.11,2.54,2.54,3.56,9,10.65,0.65,2.13,3.57,2.99,9.75,16.329999999999998,95,4.24,"A","1 065","A++",7.71,9,409,1]
[1007,null,"1,5+2,0+2,0+2,0+2,0",1.26,1.68,1.68,1.68,1.68,2.77,8,8.9600000000000009,0.53,1.73,2.39,2.44,7.92,10.92,95,4.63,"A",865,"A++",7.81,8,359,1]
[1008,null,"1,5+2,0+2,0+2,0+2,5",1.28,1.7,1.7,1.7,2.13,2.85,8.5,9.2100000000000009,0.53,1.83,2.5,2.44,8.3800000000000008,11.45,95,4.6500000000000004,"A",915,"A++",7.83,8.5,380,1]
[1009,null,"1,5+2,0+2,0+2,0+3,5",1.23,1.64,1.64,1.64,2.86,2.99,9,9.64,0.56000000000000005,2.17,2.75,2.57,9.94,12.59,95,4.16,"A","1 085","A++",7.67,9,411,1]
[1010,null,"1,5+2,0+2,0+2,0+4,2",1.1499999999999999,1.54,1.54,1.54,3.23,3.1,9,9.9,0.56000000000000005,2.16,2.95,2.57,9.89,13.48,95,4.18,"A","1 080","A++",7.68,9,411,1]
[1011,null,"1,5+2,0+2,0+2,0+5,0",1.08,1.44,1.44,1.44,3.6,3.21,9,10.16,0.6,2.11,3.03,2.74,9.66,13.89,95,4.28,"A","1 055","A++",7.71,9,409,1]
[1012,null,"1,5+2,0+2,0+2,0+6,0",1,1.33,1.33,1.33,4,3.36,9,10.41,0.6,2.08,2.95,2.74,9.52,13.52,95,4.33,"A","1 040","A++",7.73,9,408,1]
[1013,null,"1,5+2,0+2,0+2,0+7,1",0.92,1.23,1.23,1.23,4.38,3.51,9,10.61,0.63,2.06,3.03,2.86,9.43,13.85,95,4.38,"A","1 030","A++",7.76,9,406,1]
[1014,null,"1,5+2,0+2,0+2,5+2,5",1.24,1.66,1.66,2.0699999999999998,2.0699999999999998,2.92,8.6999999999999993,9.44,0.53,1.87,2.63,2.44,8.56,12.02,95,4.67,"A",935,"A++",7.86,8.6999999999999993,388,1]
[1015,null,"1,5+2,0+2,0+2,5+3,5",1.17,1.57,1.57,1.96,2.74,3.07,9,9.83,0.56000000000000005,1.92,2.88,2.57,8.7899999999999991,13.2,95,4.71,"A",960,"A++",7.9,9,399,1]
[1016,null,"1,5+2,0+2,0+2,5+4,2",1.1100000000000001,1.48,1.48,1.84,3.1,3.17,9,10.07,0.6,1.91,3.02,2.74,8.75,13.81,95,4.7300000000000004,"A",955,"A++",7.9,9,399,1]
[1017,null,"1,5+2,0+2,0+2,5+5,0",1.04,1.38,1.38,1.73,3.46,3.29,9,10.29,0.6,1.87,3.11,2.74,8.56,14.22,95,4.83,"A",935,"A++",7.93,9,397,1]
[1018,null,"1,5+2,0+2,0+2,5+6,0",0.96,1.29,1.29,1.61,3.86,3.43,9,10.52,0.6,1.85,3.03,2.74,8.4700000000000006,13.85,95,4.88,"A",925,"A++",7.95,9,396,1]
[1019,null,"1,5+2,0+2,0+2,5+7,1",0.89,1.19,1.19,1.49,4.2300000000000004,3.59,9,10.67,0.63,1.83,3.1,2.86,8.3800000000000008,14.17,95,4.93,"A",915,"A++",7.97,9,395,1]
[1020,null,"1,5+2,0+2,0+3,5+3,5",1.08,1.44,1.44,2.52,2.52,3.21,9,10.16,0.6,1.91,3.08,2.74,8.75,14.09,95,4.7300000000000004,"A",955,"A++",7.91,9,399,1]
[1021,null,"1,5+2,0+2,0+3,5+4,2",1.02,1.36,1.36,2.39,2.86,3.32,9,10.18,0.6,1.9,3.08,2.74,8.6999999999999993,14.09,95,4.75,"A",950,"A++",7.91,9,398,1]
[1022,null,"1,5+2,0+2,0+3,5+5,0",0.96,1.29,1.29,2.25,3.21,3.43,9,10.36,0.63,1.86,3.11,2.86,8.52,14.22,95,4.8499999999999996,"A",930,"A++",7.94,9,397,1]
[1023,null,"1,5+2,0+2,0+3,5+6,0",0.9,1.2,1.2,2.1,3.6,3.57,9,10.66,0.63,1.84,3.1,2.86,8.43,14.17,95,4.9000000000000004,"A",920,"A++",7.96,9,396,1]
[1024,null,"1,5+2,0+2,0+4,2+4,2",0.97,1.29,1.29,2.72,2.72,3.42,9,10.19,0.63,1.89,3.09,2.86,8.65,14.13,95,4.7699999999999996,"A",945,"A++",7.92,9,398,1]
[1025,null,"1,5+2,0+2,0+4,2+5,0",0.92,1.22,1.22,2.57,3.06,3.53,9,10.62,0.63,1.85,3.39,2.86,8.4700000000000006,15.52,95,4.87,"A",925,"A++",7.95,9,396,1]
[1026,null,"1,5+2,0+2,0+5,0+5,0",0.87,1.1599999999999999,1.1599999999999999,2.9,2.9,3.65,9,10.7,0.65,1.85,3.28,2.99,8.4700000000000006,14.99,95,4.87,"A",925,"A++",7.95,9,396,1]
[1027,null,"1,5+2,0+2,5+2,5+2,5",1.23,1.64,2.0499999999999998,2.0499999999999998,2.0499999999999998,2.99,9,9.64,0.56000000000000005,1.92,2.75,2.57,8.7899999999999991,12.59,95,4.71,"A",960,"A++",7.89,9,399,1]
[1028,null,"1,5+2,0+2,5+2,5+3,5",1.1299999999999999,1.5,1.88,1.88,2.63,3.14,9,10.01,0.56000000000000005,1.9,3.02,2.57,8.6999999999999993,13.81,95,4.75,"A",950,"A++",7.91,9,399,1]
[1029,null,"1,5+2,0+2,5+2,5+4,2",1.06,1.42,1.77,1.77,2.98,3.24,9,10.17,0.6,1.89,3.08,2.74,8.65,14.09,95,4.7699999999999996,"A",945,"A++",7.91,9,398,1]
[1030,null,"1,5+2,0+2,5+2,5+5,0",1,1.33,1.67,1.67,3.33,3.36,9,10.35,0.6,1.85,3.11,2.74,8.4700000000000006,14.22,95,4.87,"A",925,"A++",7.94,9,397,1]
[1031,null,"1,5+2,0+2,5+2,5+6,0",0.93,1.24,1.55,1.55,3.72,3.5,9,10.59,0.63,1.83,3.03,2.86,8.3800000000000008,13.85,95,4.92,"A",915,"A++",7.96,9,396,1]
[1032,null,"1,5+2,0+2,5+2,5+7,1",0.87,1.1499999999999999,1.44,1.44,4.0999999999999996,3.66,9,10.71,0.65,1.82,3.1,2.99,8.33,14.17,95,4.97,"A",910,"A++",7.98,9,395,1]
[1033,null,"1,5+2,0+2,5+3,5+3,5",1.04,1.38,1.73,2.42,2.42,3.29,9,10.17,0.6,1.89,3.08,2.74,8.65,14.09,95,4.7699999999999996,"A",945,"A++",7.92,9,398,1]
[1034,null,"1,5+2,0+2,5+3,5+4,2",0.99,1.31,1.64,2.2999999999999998,2.76,3.39,9,10.18,0.63,1.88,3.08,2.86,8.61,14.09,95,4.79,"A",940,"A++",7.92,9,398,1]
[1035,null,"1,5+2,0+2,5+3,5+5,0",0.93,1.24,1.55,2.17,3.1,3.5,9,10.36,0.63,1.85,3.11,2.86,8.4700000000000006,14.22,95,4.8899999999999997,"A",925,"A++",7.95,9,396,1]
[1036,null,"1,5+2,0+2,5+3,5+6,0",0.87,1.1599999999999999,1.45,2.0299999999999998,3.48,3.65,9,10.7,0.65,1.83,3.1,2.99,8.3800000000000008,14.17,95,4.9400000000000004,"A",915,"A++",7.97,9,396,1]
[1037,null,"1,5+2,0+2,5+4,2+4,2",0.94,1.25,1.56,2.63,2.63,3.48,9,10.19,0.63,1.88,3.09,2.86,8.61,14.13,95,4.8099999999999996,"A",940,"A++",7.93,9,398,1]
[1038,null,"1,5+2,0+2,5+4,2+5,0",0.89,1.18,1.48,2.4900000000000002,2.96,3.6,9,10.68,0.65,1.84,3.46,2.99,8.43,15.84,95,4.91,"A",920,"A++",7.96,9,396,1]
[1039,null,"1,5+2,0+3,5+3,5+3,5",0.96,1.29,2.25,2.25,2.25,3.43,9,10.18,0.63,1.88,3.08,2.86,8.61,14.09,95,4.79,"A",940,"A++",7.93,9,398,1]
[1040,null,"1,5+2,0+3,5+3,5+4,2",0.92,1.22,2.14,2.14,2.57,3.53,9,10.62,0.65,1.88,3.57,2.99,8.61,16.329999999999998,95,4.8099999999999996,"A",940,"A++",7.93,9,398,1]
[1041,null,"1,5+2,0+3,5+3,5+5,0",0.87,1.1599999999999999,2.0299999999999998,2.0299999999999998,2.9,3.65,9,10.7,0.65,1.84,3.45,2.99,8.43,15.8,95,4.91,"A",920,"A++",7.96,9,396,1]
[1042,null,"1,5+2,0+3,5+4,2+4,2",0.88,1.17,2.0499999999999998,2.4500000000000002,2.4500000000000002,3.63,9,10.69,0.65,1.87,3.64,2.99,8.56,16.66,95,4.83,"A",935,"A++",7.94,9,397,1]
[1043,null,"1,5+2,5+2,5+2,5+2,5",1.17,1.96,1.96,1.96,1.96,3.07,9,9.83,0.56000000000000005,1.91,2.88,2.57,8.75,13.2,95,4.7300000000000004,"A",955,"A++",7.88,9,400,1]
[1044,null,"1,5+2,5+2,5+2,5+3,5",1.08,1.8,1.8,1.8,2.52,3.21,9,10.16,0.6,1.89,3.08,2.74,8.65,14.09,95,4.7699999999999996,"A",945,"A++",7.89,9,399,1]
[1045,null,"1,5+2,5+2,5+2,5+4,2",1.02,1.7,1.7,1.7,2.86,3.32,9,10.17,0.6,1.88,3.08,2.74,8.61,14.09,95,4.79,"A",940,"A++",7.89,9,399,1]
[1046,null,"1,5+2,5+2,5+2,5+5,0",0.96,1.61,1.61,1.61,3.21,3.43,9,10.35,0.63,1.85,3.11,2.86,8.4700000000000006,14.22,95,4.8899999999999997,"A",925,"A++",7.92,9,398,1]
[1047,null,"1,5+2,5+2,5+2,5+6,0",0.9,1.5,1.5,1.5,3.6,3.57,9,10.66,0.63,1.83,3.1,2.86,8.3800000000000008,14.17,95,4.9400000000000004,"A",915,"A++",7.94,9,397,1]
[1048,null,"1,5+2,5+2,5+3,5+3,5",1,1.67,1.67,2.33,2.33,3.36,9,10.17,0.63,1.88,3.08,2.86,8.61,14.09,95,4.79,"A",940,"A++",7.9,9,399,1]
[1049,null,"1,5+2,5+2,5+3,5+4,2",0.95,1.58,1.58,2.2200000000000002,2.66,3.46,9,10.18,0.63,1.88,3.08,2.86,8.61,14.09,95,4.8099999999999996,"A",940,"A++",7.9,9,399,1]
[1050,null,"1,5+2,5+2,5+3,5+5,0",0.9,1.5,1.5,2.1,3,3.57,9,10.66,0.65,1.84,3.38,2.99,8.43,15.48,95,4.91,"A",920,"A++",7.93,9,397,1]
[1051,null,"1,5+2,5+2,5+4,2+4,2",0.91,1.51,1.51,2.54,2.54,3.56,9,10.65,0.65,1.87,3.64,2.99,8.56,16.66,95,4.83,"A",935,"A++",7.91,9,398,1]
[1052,null,"1,5+2,5+3,5+3,5+3,5",0.93,1.55,2.17,2.17,2.17,3.5,9,10.18,0.63,1.88,3.08,2.86,8.61,14.09,95,4.8099999999999996,"A",940,"A++",7.91,9,399,1]
[1053,null,"1,5+2,5+3,5+3,5+4,2",0.89,1.48,2.0699999999999998,2.0699999999999998,2.4900000000000002,3.6,9,10.68,0.65,1.87,3.64,2.99,8.56,16.66,95,4.83,"A",935,"A++",7.91,9,398,1]
[1054,null,"1,5+3,5+3,5+3,5+3,5",0.87,2.0299999999999998,2.0299999999999998,2.0299999999999998,2.0299999999999998,3.65,9,10.7,0.65,1.87,3.71,2.99,8.56,16.989999999999998,95,4.83,"A",935,"A++",7.92,9,398,1]
[1055,null,"2,0+2,0+2,0+2,0+2,0",1.7,1.7,1.7,1.7,1.7,2.85,8.5,9.2100000000000009,0.53,1.83,2.5,2.44,8.3800000000000008,11.45,95,4.67,"A",915,"A++",7.83,8.5,380,1]
[1056,null,"2,0+2,0+2,0+2,0+2,5",1.66,1.66,1.66,1.66,2.0699999999999998,2.92,8.6999999999999993,9.44,0.53,2.0299999999999998,2.63,2.44,9.3000000000000007,12.02,95,4.3,"A",1015,"A++",7.72,8.6999999999999993,395,1]
[1057,null,"2,0+2,0+2,0+2,0+3,5",1.57,1.57,1.57,1.57,2.74,3.07,9,9.83,0.56000000000000005,1.9,2.88,2.57,8.6999999999999993,13.2,95,4.75,"A",950,"A++",7.86,9,401,1]
[1058,null,"2,0+2,0+2,0+2,0+4,2",1.48,1.48,1.48,1.48,3.1,3.17,9,10.07,0.6,1.89,3.02,2.74,8.65,13.81,95,4.7699999999999996,"A",945,"A++",7.86,9,401,1]
[1059,null,"2,0+2,0+2,0+2,0+5,0",1.38,1.38,1.38,1.38,3.46,3.29,9,10.29,0.6,1.85,3.11,2.74,8.4700000000000006,14.22,95,4.87,"A",925,"A++",7.89,9,399,1]
[1060,null,"2,0+2,0+2,0+2,0+6,0",1.29,1.29,1.29,1.29,3.86,3.43,9,10.52,0.6,1.83,3.03,2.74,8.3800000000000008,13.85,95,4.92,"A",915,"A++",7.91,9,399,1]
[1061,null,"2,0+2,0+2,0+2,0+7,1",1.19,1.19,1.19,1.19,4.2300000000000004,3.59,9,10.67,0.63,1.82,3.1,2.86,8.33,14.17,95,4.97,"A",910,"A++",7.93,9,398,1]
[1062,null,"2,0+2,0+2,0+2,5+2,5",1.64,1.64,1.64,2.0499999999999998,2.0499999999999998,2.99,9,9.64,0.56000000000000005,2.09,2.75,2.57,9.57,12.59,95,4.32,"A","1 045","A++",7.76,9,406,1]
[1063,null,"2,0+2,0+2,0+2,5+3,5",1.5,1.5,1.5,1.88,2.63,3.14,9,10.01,0.56000000000000005,2.0699999999999998,3.02,2.57,9.48,13.81,95,4.3600000000000003,"A","1 035","A++",7.77,9,405,1]
[1064,null,"2,0+2,0+2,0+2,5+4,2",1.42,1.42,1.42,1.77,2.98,3.24,9,10.17,0.6,2.06,3.08,2.74,9.43,14.09,95,4.38,"A","1 030","A++",7.78,9,405,1]
[1065,null,"2,0+2,0+2,0+2,5+5,0",1.33,1.33,1.33,1.67,3.33,3.36,9,10.35,0.6,2.0099999999999998,3.11,2.74,9.1999999999999993,14.22,95,4.4800000000000004,"A","1 005","A++",7.81,9,404,1]
[1066,null,"2,0+2,0+2,0+2,5+6,0",1.24,1.24,1.24,1.55,3.72,3.5,9,10.59,0.63,1.99,3.03,2.86,9.11,13.85,95,4.53,"A",995,"A++",7.83,9,403,1]
[1067,null,"2,0+2,0+2,0+2,5+7,1",1.1499999999999999,1.1499999999999999,1.1499999999999999,1.44,4.0999999999999996,3.66,9,10.71,0.65,1.97,3.1,2.99,9.02,14.17,95,4.58,"A",985,"A++",7.85,9,401,1]
[1068,null,"2,0+2,0+2,0+3,5+3,5",1.38,1.38,1.38,2.42,2.42,2.99,9,9.64,0.56000000000000005,2.06,2.75,2.57,9.43,12.59,95,4.38,"A","1 030","A++",7.78,9,405,1]
[1069,null,"2,0+2,0+2,0+3,5+4,2",1.31,1.31,1.31,2.2999999999999998,2.76,3.39,9,10.18,0.63,2.0499999999999998,3.08,2.86,9.39,14.09,95,4.4000000000000004,"A","1 025","A++",7.79,9,405,1]
[1070,null,"2,0+2,0+2,0+3,5+5,0",1.24,1.24,1.24,2.17,3.1,3.5,9,10.36,0.63,2,3.11,2.86,9.16,14.22,95,4.5,"A","1 000","A++",7.82,9,403,1]
[1071,null,"2,0+2,0+2,0+3,5+6,0",1.1599999999999999,1.1599999999999999,1.1599999999999999,2.0299999999999998,3.48,3.65,9,10.7,0.65,1.98,3.1,2.99,9.07,14.17,95,4.55,"A",990,"A++",7.84,9,402,1]
[1072,null,"2,0+2,0+2,0+4,2+4,2",1.25,1.25,1.25,2.63,2.63,3.48,9,10.19,0.63,2.04,3.09,2.86,9.34,14.13,95,4.42,"A","1 020","A++",7.8,9,404,1]
[1073,null,"2,0+2,0+2,0+4,2+5,0",1.18,1.18,1.18,2.4900000000000002,2.96,3.6,9,10.68,0.65,2,3.46,2.99,9.16,15.84,95,4.5199999999999996,"A","1 000","A++",7.83,9,403,1]
[1074,null,"2,0+2,0+2,5+2,5+2,5",1.57,1.57,1.96,1.96,1.96,3.07,9,9.83,0.56000000000000005,2.08,2.88,2.57,9.52,13.2,95,4.34,"A","1 040","A++",7.74,9,407,1]
[1075,null,"2,0+2,0+2,5+2,5+3,5",1.44,1.44,1.8,1.8,2.52,3.21,9,10.16,0.6,2.06,3.08,2.74,9.43,14.09,95,4.38,"A","1 030","A++",7.76,9,406,1]
[1076,null,"2,0+2,0+2,5+2,5+4,2",1.36,1.36,1.7,1.7,2.86,3.32,9,9.85,0.6,2.0499999999999998,3.08,2.74,9.39,14.09,95,4.4000000000000004,"A","1 025","A++",7.76,9,406,1]
[1077,null,"2,0+2,0+2,5+2,5+5,0",1.29,1.29,1.61,1.61,3.21,3.43,9,10.35,0.63,2,3.11,2.86,9.16,14.22,95,4.5,"A","1 000","A++",7.79,9,404,1]
[1078,null,"2,0+2,0+2,5+2,5+6,0",1.2,1.2,1.5,1.5,3.6,3.57,9,10.66,0.63,1.98,3.1,2.86,9.07,14.17,95,4.55,"A",990,"A++",7.81,9,403,1]
[1079,null,"2,0+2,0+2,5+3,5+3,5",1.33,1.33,1.67,2.33,2.33,3.36,9,10.17,0.63,2.0499999999999998,3.08,2.86,9.39,14.09,95,4.4000000000000004,"A","1 025","A++",7.77,9,406,1]
[1080,null,"2,0+2,0+2,5+3,5+4,2",1.27,1.27,1.58,2.2200000000000002,2.66,3.46,9,9.85,0.63,2.04,3.08,2.86,9.34,14.09,95,4.42,"A","1 020","A++",7.77,9,406,1]
[1081,null,"2,0+2,0+2,5+3,5+5,0",1.2,1.2,1.5,2.1,3,3.57,9,10.66,0.65,2,3.38,2.99,9.16,15.48,95,4.5199999999999996,"A","1 000","A++",7.8,9,404,1]
[1082,null,"2,0+2,0+2,5+4,2+4,2",1.21,1.21,1.51,2.54,2.54,3.56,9,10.65,0.65,2.0299999999999998,3.57,2.99,9.3000000000000007,16.329999999999998,95,4.4400000000000004,"A","1 015","A++",7.78,9,405,1]
[1083,null,"2,0+2,0+3,5+3,5+3,5",1.24,1.24,2.17,2.17,2.17,3.5,9,10.18,0.63,2.04,3.08,2.86,9.34,14.09,95,4.42,"A","1 020","A++",7.77,9,405,1]
[1084,null,"2,0+2,0+3,5+3,5+4,2",1.18,1.18,2.0699999999999998,2.0699999999999998,2.4900000000000002,3.6,9,10.68,0.65,2.0299999999999998,3.57,2.99,9.3000000000000007,16.329999999999998,95,4.4400000000000004,"A","1 015","A++",7.78,9,405,1]
[1085,null,"2,0+2,5+2,5+2,5+2,5",1.5,1.88,1.88,1.88,1.88,3.14,9,10.01,0.56000000000000005,2.0699999999999998,3.02,2.57,9.48,13.81,95,4.3600000000000003,"A","1 035","A++",7.75,9,407,1]
[1086,null,"2,0+2,5+2,5+2,5+3,5",1.38,1.73,1.73,1.73,2.42,3.29,9,10.16,0.6,2.0499999999999998,3.08,2.74,9.39,14.09,95,4.4000000000000004,"A","1 025","A++",7.76,9,406,1]
[1087,null,"2,0+2,5+2,5+2,5+4,2",1.31,1.64,1.64,1.64,2.76,3.39,9,10.17,0.63,2.04,3.08,2.86,9.34,14.09,95,4.42,"A","1 020","A++",7.76,9,406,1]
[1088,null,"2,0+2,5+2,5+2,5+5,0",1.24,1.55,1.55,1.55,3.1,3.5,9,10.35,0.63,2,3.11,2.86,9.16,14.22,95,4.5199999999999996,"A","1 000","A++",7.8,9,404,1]
[1089,null,"2,0+2,5+2,5+2,5+6,0",1.1599999999999999,1.45,1.45,1.45,3.48,3.65,9,10.7,0.65,1.97,3.1,2.99,9.02,14.17,95,4.57,"A",985,"A++",7.82,9,403,1]
[1090,null,"2,0+2,5+2,5+3,5+3,5",1.29,1.61,1.61,2.25,2.25,3.43,9,10.17,0.63,2.04,3.08,2.86,9.34,14.09,95,4.42,"A","1 020","A++",7.77,9,406,1]
[1091,null,"2,0+2,5+2,5+3,5+4,2",1.22,1.53,1.53,2.14,2.57,3.53,9,10.62,0.65,2.0299999999999998,3.57,2.99,9.3000000000000007,16.329999999999998,95,4.4400000000000004,"A","1 015","A++",7.77,9,405,1]
[1092,null,"2,0+2,5+2,5+3,5+5,0",1.1599999999999999,1.45,1.45,2.0299999999999998,2.9,3.65,9,10.7,0.65,1.97,3.45,2.99,9.02,15.8,95,4.59,"A",985,"A++",7.83,9,403,1]
[1093,null,"2,0+2,5+2,5+4,2+4,2",1.17,1.46,1.46,2.4500000000000002,2.4500000000000002,3.6,9,10.68,0.65,2.0299999999999998,3.57,2.99,9.3000000000000007,16.329999999999998,95,4.45,"A","1 015","A++",7.77,9,406,1]
[1094,null,"2,0+2,5+3,5+3,5+3,5",1.2,1.5,2.1,2.1,2.1,3.57,9,10.63,0.65,2.02,3.57,2.99,9.25,16.329999999999998,95,4.47,"A","1 010","A++",7.78,9,405,1]
[1095,null,"2,5+2,5+2,5+2,5+2,5",1.8,1.8,1.8,1.8,1.8,3.21,9,10.15,0.6,2.02,3.08,2.74,9.25,14.09,95,4.47,"A","1 010","A++",7.73,9,408,1]
[1096,null,"2,5+2,5+2,5+2,5+3,5",1.67,1.67,1.67,1.67,2.33,3.36,9,10.16,0.63,2.0099999999999998,3.08,2.86,9.1999999999999993,14.09,95,4.49,"A","1 005","A++",7.74,9,407,1]
[1097,null,"2,5+2,5+2,5+2,5+4,2",1.58,1.58,1.58,1.58,2.66,3.46,9,10.17,0.63,2.0099999999999998,3.08,2.86,9.1999999999999993,14.09,95,4.49,"A","1 005","A++",7.75,9,407,1]
[1098,null,"2,5+2,5+2,5+2,5+5,0",1.5,1.5,1.5,1.5,3,3.57,9,10.66,0.65,2,3.45,2.99,9.16,15.8,95,4.51,"A","1 000","A++",7.75,9,407,1]
[1099,null,"2,5+2,5+2,5+3,5+3,5",1.55,1.55,1.55,2.17,2.17,3.5,9,10.17,0.63,2,3.08,2.86,9.16,14.09,95,4.51,"A","1 000","A++",7.76,9,406,1]
[1100,null,"2,5+2,5+2,5+3,5+4,2",1.48,1.48,1.48,2.0699999999999998,2.4900000000000002,3.6,9,10.68,0.65,1.99,3.57,2.99,9.11,16.329999999999998,95,4.53,"A",995,"A++",7.76,9,406,1]
[1101,null,"2,5+2,5+3,5+3,5+3,5",1.45,1.45,2.0299999999999998,2.0299999999999998,2.0299999999999998,3.65,9,10.63,0.65,1.99,3.57,2.99,9.11,16.329999999999998,95,4.53,"A",995,"A++",7.77,9,406,1]

{"sheet":"data4","index":10,"n_rows":1100,"n_cols":26,"rows_kept":1100,"cut":false,"hidden":true,"merged":[]}
["a","Venkovní jednotka","Vnitřní jednotka","Topný výkon (kW)",null,null,null,null,"Celkový výkon (kW)",null,null,"Příkon (kW)",null,null,"Celkový proud (A)",null,null,"Faktor výkonu (%)","COP","Štítek spotřeby",null,"Informace o celoročním výkonu a účinnosti"]
[2,null,null,"Místnost A","Místnost B","Místnost C","Místnost D","Místnost E","Min.","Jmen.","Max.","Min.","Jmen.","Max.","Min.","Jmen.","Max.",null,null,null,null,"Štítek","SCOP","Pdesign","AEC","jmenovity vykon zal orhrivace"]
[3,"2MXM40M3V1B","1,5",2,null,null,null,null,1,2,3.3,0.26,0.68,1.04,1.43,3.66,5.69,79]
[4,null,"2,0",3,null,null,null,null,1,3,3.7,0.26,0.83,1.24,1.43,4.5199999999999996,6.78,79]
[5,null,"2,5",3.4,null,null,null,null,1,3.4,4.0999999999999996,0.26,1.02,1.48,1.43,5.59,8.09,79]
[6,null,"3,5",3.8,null,null,null,null,1,3.8,4.4000000000000004,0.26,1.28,1.71,1.43,7.02,9.4,79]
[7,null,"1,5+1,5",1.75,1.75,null,null,null,1.2,3.5,4.3,0.24,0.8,0.99,1.31,4.43,5.45,79,4.3499999999999996,"A",null,"A++",4.62,3,908,0.5]
[8,null,"1,5+2,0",1.63,2.17,null,null,null,1.2,3.8,4.5,0.24,0.88,1.04,1.31,4.8499999999999996,5.75,79,4.32,"A",null,"A++",4.6100000000000003,3.2,972,0.7]
[9,null,"1,5+2,5",1.58,2.63,null,null,null,1.2,4.2,4.5999999999999996,0.24,1,1.1000000000000001,1.31,5.53,6.06,79,4.18,"A",null,"A++",4.5999999999999996,3.2,972,0.6]
[10,null,"1,5+3,5",1.26,2.94,null,null,null,1.2,4.2,4.7,0.24,0.96,1.1200000000000001,1.31,5.29,5.92,79,4.37,"A",null,"A++",4.63,3.2,968,0.5]
[11,null,"2,0+2,0",2.1,2.1,null,null,null,1.3,4.2,4.5999999999999996,0.24,0.98,1.08,1.31,5.41,5.93,79,4.28,"A",null,"A++",4.6399999999999997,3.2,966,0.6]
[12,null,"2,0+2,5",1.87,2.33,null,null,null,1.3,4.2,4.7,0.24,0.97,1.0900000000000001,1.31,5.36,6,79,4.32,"A",null,"A++",4.5999999999999996,3.2,973,0.5]
[13,null,"2,0+3,5",1.53,2.67,null,null,null,1.3,4.2,4.8,0.24,0.95,1.0900000000000001,1.31,5.25,6,79,4.41,"A",null,"A++",4.5999999999999996,3.2,974,0.4]
[14,null,"2,5+2,5",2.1,2.1,null,null,null,1.3,4.2,4.7,0.24,0.96,1.08,1.31,5.29,5.92,79,4.37,"A",null,"A++",4.5999999999999996,3.2,974,0.5]
[15,null,"2,5+3,5",1.75,2.4500000000000002,null,null,null,1.3,4.2,4.8,0.24,0.94,1.08,1.31,5.19,5.94,79,4.46,"A",null,"A++",4.6100000000000003,3.2,971,0.4]
[16,"2MXM50M2V1B9","1,5",2,null,null,null,null,1.1000000000000001,2,3.3,0.28999999999999998,0.68,0.95,1.44,3.31,4.66,89]
[17,null,"2,0",3,null,null,null,null,1.1000000000000001,3,3.7,0.27,0.82,1.1299999999999999,1.33,3.99,5.52,89]
[18,null,"2,5",3.4,null,null,null,null,1.1000000000000001,3.4,4.0999999999999996,0.25,0.99,1.34,1.23,4.8099999999999996,6.54,89]
[19,null,"3,5",4,null,null,null,null,1.1000000000000001,4,4.5999999999999996,0.25,1.24,1.53,1.23,6.03,7.46,89]
[20,null,"4,2",4.5999999999999996,null,null,null,null,1.1000000000000001,4.5999999999999996,5,0.23,1.49,1.81,1.1200000000000001,7.27,8.85,89]
[21,null,"5,0",5.5,null,null,null,null,1.2,5.5,5.6,0.23,1.35,1.51,1.1200000000000001,6.56,9.01,89]
[22,null,"1,5+1,5",2,2,null,null,null,1.2,4,4.54,0.23,0.87,0.99,1.1200000000000001,4.2699999999999996,4.8499999999999996,89,4.58,"A",null,"A++",4.79,3.3,965,0.5]
[23,null,"1,5+2,0",1.89,2.5099999999999998,null,null,null,1.2,4.4000000000000004,4.8899999999999997,0.23,1.02,1.1299999999999999,1.1200000000000001,4.97,5.53,89,4.33,"A",null,"A++",4.66,3.8,1140,0.8]
[24,null,"1,5+2,5",1.8,3,null,null,null,1.2,4.8,5.19,0.23,1.18,1.27,1.1200000000000001,5.75,6.22,89,4.08,"A",null,"A++",4.6399999999999997,3.8,1146,0.6]
[25,null,"1,5+3,5",1.56,3.64,null,null,null,1.2,5.2,5.7,0.25,1.28,1.4,1.23,6.25,6.86,89,4.07,"A",null,"A++",4.6100000000000003,4,1214,0.6]
[26,null,"1,5+4,2",1.47,4.13,null,null,null,1.2,5.6,5.96,0.25,1.37,1.46,1.23,6.71,7.15,89,4.08,"A",null,"A++",4.62,4.0999999999999996,1241,0.7]
[27,null,"1,5+5,0",1.29,4.3099999999999996,null,null,null,1.2,5.6,6.16,0.25,1.37,1.5,1.23,6.68,7.35,89,4.0999999999999996,"A",null,"A++",4.63,4.2,1269,0.8]
[28,null,"2,0+2,0",2.6,2.6,null,null,null,1.2,5.2,5.7,0.23,1.27,1.4,1.1200000000000001,6.22,6.82,89,4.09,"A",null,"A++",4.6100000000000003,4,1214,0.6]
[29,null,"2,0+2,5",2.4900000000000002,3.11,null,null,null,1.2,5.6,5.8,0.23,1.37,1.42,1.1200000000000001,6.68,6.92,89,4.0999999999999996,"A",null,"A++",4.6100000000000003,4.0999999999999996,1244,0.7]
[30,null,"2,0+3,5",2.04,3.56,null,null,null,1.2,5.6,5.9,0.25,1.36,1.43,1.23,6.65,7.01,89,4.12,"A",null,"A++",4.6100000000000003,4.2,1275,0.8]
[31,null,"2,0+4,2",1.81,3.79,null,null,null,1.2,5.6,6,0.25,1.36,1.46,1.23,6.63,7.11,89,4.13,"A",null,"A++",4.63,4.2,1268,0.8]
[32,null,"2,0+5,0",1.6,4,null,null,null,1.2,5.6,6.2,0.25,1.35,1.5,1.23,6.6,7.31,89,4.1500000000000004,"A",null,"A++",4.68,4.2,1255,0.8]
[33,null,"2,5+2,5",2.8,2.8,null,null,null,1.2,5.6,5.8,0.23,1.37,1.42,1.1200000000000001,6.71,6.95,89,4.08,"A",null,"A++",4.6100000000000003,4.2,1275,0.8]
[34,null,"2,5+3,5",2.33,3.27,null,null,null,1.2,5.6,6,0.25,1.38,1.48,1.23,6.76,7.25,89,4.05,"A",null,"A++",4.62,4.2,1272,0.8]
[35,null,"2,5+4,2",2.09,3.51,null,null,null,1.2,5.6,6.1,0.25,1.39,1.51,1.23,6.79,7.4,89,4.03,"A",null,"A++",4.6500000000000004,4.2,1265,0.8]
[36,null,"2,5+5,0",1.87,3.73,null,null,null,1.3,5.6,6.3,0.25,1.41,1.58,1.23,6.88,7.74,89,3.98,"A",null,"A++",4.71,4.2,1249,0.8]
[37,null,"3,5+3,5",2.8,2.8,null,null,null,1.3,5.6,6.1,0.25,1.4,1.52,1.23,6.83,7.44,89,4.01,"A",null,"A++",4.66,4.2,1262,0.8]
[38,null,"3,5+4,2",2.5499999999999998,3.05,null,null,null,1.3,5.6,6.2,0.25,1.4,1.55,1.23,6.84,7.58,89,4,"A",null,"A++",4.67,4.2,1258,0.8]
[39,null,"3,5+5,0",2.31,3.29,null,null,null,1.3,5.6,6.4,0.25,1.42,1.63,1.23,6.95,7.95,89,3.94,"A",null,"A++",4.75,4.2,1238,0.8]
[40,null,"4,2+4,2",2.8,2.8,null,null,null,1.3,5.6,6.3,0.25,1.41,1.58,1.23,6.88,7.74,89,3.98,"A",null,"A++",4.7,4.2,1251,0.8]
[null,"2MXM68N2V1B",2,2.72,"---",null,null,null,1.48,2.72,4.09,0.43,0.73,1.28,1.95,3.39,5.64,95]
[null,null,2.5,3.4,"---",null,null,null,1.44,3.4,4.3,0.42,1.02,1.37,1.91,4.72,6.08,95]
[null,null,3.5,4.3,"---",null,null,null,1.45,4.3,4.9000000000000004,0.4,1.41,1.75,1.82,6.5,7.15,95]
[null,null,4.2,"---",4.32,null,null,null,1.44,4.32,5.7,0.4,1.4,2.04,1.82,6.46,7.15,95]
[null,null,5,"---",5.6,null,null,null,1.66,5.6,6.9,0.39,1.82,2.59,1.78,8.43,8.6999999999999993,95]
[null,null,6,"---",7.9,null,null,null,1.88,7.9,8.91,0.37,2.62,2.64,1.69,12.13,12.08,95]
[null,null,"1,5+1,5",2.65,2.65,null,null,null,1.65,5.3,7.38,0.36,1.19,1.83,1.63,5.45,8.3800000000000008,95]
[null,null,"1,5+2,0",2.44,3.26,null,null,null,1.65,5.7,7.76,0.36,1.31,1.99,1.63,6,9.09,95]
[null,null,"1,5+2,5",2.29,3.81,null,null,null,1.65,6.1,7.95,0.36,1.43,2.06,1.63,6.55,9.43,95]
[null,null,"1,5+3,5",2.0699999999999998,4.83,null,null,null,1.8,6.9,8.5,0.37,1.69,2.35,1.68,7.74,10.74,95]
[null,null,"1,5+4,2",1.97,5.53,null,null,null,1.8,7.5,8.85,0.37,1.9,2.57,1.68,8.6999999999999993,11.75,95]
[null,null,"1,5+5,0",1.89,6.31,null,null,null,2.1800000000000002,8.1999999999999993,10.38,0.45,2.13,2.91,2.06,9.75,13.31,95]
[null,null,"1,5+6,0",1.72,6.88,null,null,null,2.46,8.6,10.58,0.48,2.2799999999999998,2.67,2.19,10.44,12.21,95]
[null,null,"2,0+2,0",3.25,3.25,null,null,null,1.65,6.5,7.95,0.36,1.37,2.31,1.63,6.28,9.4700000000000006,95]
[null,null,"2,0+2,5",3.07,3.83,null,null,null,1.65,6.9,8.1199999999999992,0.36,1.52,2.3199999999999998,1.63,6.96,9.81,95]
[null,null,"2,0+3,5",2.73,4.7699999999999996,null,null,null,1.8,7.5,8.67,0.37,1.75,2.4300000000000002,1.68,8.01,11.12,95]
[null,null,"2,0+4,2",2.58,5.42,null,null,null,1.8,8,9.0299999999999994,0.37,1.98,2.66,1.68,9.07,12.17,95]
[null,null,"2,0+5,0",2.46,6.14,null,null,null,2.1800000000000002,8.6,10.56,0.45,2.2599999999999998,3,2.06,10.35,13.73,95]
[null,null,"2,0+6,0",2.15,6.45,null,null,null,2.46,8.6,10.75,0.48,2.2400000000000002,2.74,2.19,10.26,12.55,95]
[null,null,"2,5+2,5",3.6,3.6,null,null,null,1.65,7.2,8.49,0.36,1.62,2.36,1.63,7.42,10.78,95]
[null,null,"2,5+3,5",3.29,4.6100000000000003,null,null,null,1.89,7.9,9.0299999999999994,0.38,1.91,2.66,1.72,8.75,12.17,95]
[null,null,"2,5+4,2",3.1,5.2,null,null,null,1.89,8.3000000000000007,9.2899999999999991,0.38,2.11,2.82,1.72,9.66,12.93,95]
[null,null,"2,5+5,0",2.87,5.73,null,null,null,2.27,8.6,10.68,0.46,2.2400000000000002,3.09,2.11,10.26,14.15,95]
[null,null,"2,5+6,0",2.5299999999999998,6.07,null,null,null,2.5499999999999998,8.6,10.88,0.5,2.2200000000000002,2.77,2.2799999999999998,10.17,12.67,95]
[null,null,"3,5+3,5",4.3,4.3,null,null,null,2.17,8.6,9.3800000000000008,0.42,2.2599999999999998,2.86,1.94,10.35,13.09,95]
[null,null,"3,5+4,2",3.91,4.6900000000000004,null,null,null,2.17,8.6,9.4700000000000006,0.42,2.2599999999999998,2.91,1.94,10.35,13.31,95]
[null,null,"3,5+5,0",3.54,5.0599999999999996,null,null,null,2.56,8.6,10.9,0.51,2.2200000000000002,3.13,2.3199999999999998,10.17,14.32,95]
[null,null,"3,5+6,0",3.17,5.43,null,null,null,2.74,8.6,11.01,0.52,2.21,2.76,2.37,10.119999999999999,12.63,95]
[null,null,"4,2+4,2",4.3,4.3,null,null,null,2.17,8.6,9.56,0.42,2.2200000000000002,2.94,1.94,10.17,13.47,95]
[null,null,"4,2+5,0",3.93,4.67,null,null,null,2.56,8.6,10.91,0.51,2.21,3.19,2.3199999999999998,10.119999999999999,14.61,95]
[null,null,"4,2+6,0",3.54,5.0599999999999996,null,null,null,2.74,8.6,11.02,0.51,2.2000000000000002,2.79,2.3199999999999998,10.07,12.76,95]
[41,"3MXM40N2V1B","1,5",2.2999999999999998,null,null,null,null,1.1000000000000001,2.2999999999999998,3.3,0.3,0.6,0.82,1.38,2.77,3.83,93]
[42,null,"2,0",2.7,null,null,null,null,1.1000000000000001,2.7,3.7,0.3,0.76,1.23,1.38,3.51,5.75,93]
[43,null,"2,5",3.4,null,null,null,null,1.1000000000000001,3.4,4.0999999999999996,0.3,1.01,1.28,1.38,4.68,5.96,93]
[44,null,"3,5",4.2,null,null,null,null,1.1000000000000001,4.2,4.8,0.3,1.42,1.71,1.38,6.6,7.98,93]
[45,null,"1,5+1,5",1.8,1.8,null,null,null,1.2,3.6,5,0.32,0.69,1.3,1.49,3.23,6.07,93,5.25,"A",null,"A++",4.5999999999999996,3.6,"1 096",0.5]
[46,null,"1,5+2,0",1.54,2.06,null,null,null,1.2,3.6,5,0.32,0.69,1.28,1.49,3.23,5.96,93,5.29,"A",null,"A++",4.62,3.6,"1 091",0.5]
[47,null,"1,5+2,5",1.5,2.5,null,null,null,1.2,4,5,0.32,0.86,1.26,1.49,4.03,5.96,93,4.68,"A",null,"A+",4.3899999999999997,4.2,"1 338",0.7]
[48,null,"1,5+3,5",1.38,3.22,null,null,null,1.2,4.5999999999999996,5,0.32,0.98,1.22,1.49,4.59,5.96,93,4.72,"A",null,"A+",4.28,4.8,"1 570",0.8]
[49,null,"2,0+2,0",2.2999999999999998,2.2999999999999998,null,null,null,1.2,4.5999999999999996,5,0.32,0.97,1.25,1.49,4.54,5.85,93,4.76,"A",null,"A+",4.24,4.8,"1 582",0.9]
[50,null,"2,0+2,5",2.04,2.56,null,null,null,1.2,4.5999999999999996,5,0.32,0.98,1.23,1.49,4.59,5.85,93,4.72,"A",null,"A+",4.2699999999999996,4.8,"1 572",0.9]
[51,null,"2,0+3,5",1.67,2.93,null,null,null,1.2,4.5999999999999996,5,0.32,0.97,1.19,1.49,4.54,5.85,93,4.76,"A",null,"A+",4.3,4.8,"1 560",0.8]
[52,null,"2,5+2,5",2.2999999999999998,2.2999999999999998,null,null,null,1.2,4.5999999999999996,5,0.32,0.96,1.21,1.49,4.49,5.85,93,4.84,"A",null,"A+",4.34,4.8,"1 548",0.9]
[53,null,"2,5+3,5",1.92,2.68,null,null,null,1.2,4.5999999999999996,5,0.32,0.95,1.17,1.49,4.45,5.85,93,4.88,"A",null,"A+",4.37,4.8,"1 537",0.8]
[54,null,"3,5+3,5",2.2999999999999998,2.2999999999999998,null,null,null,1.2,4.5999999999999996,5,0.32,0.94,1.1499999999999999,1.49,4.4000000000000004,5.75,93,4.92,"A",null,"A+",4.38,5,"1 598",0.9]
[55,null,"1,5+1,5+1,5",1.53,1.53,1.53,null,null,1.3,4.5999999999999996,5.0999999999999996,0.32,0.89,1.02,1.49,4.17,4.79,93,5.18,"A",null,"A++",4.6500000000000004,5,"1 505",0.9]
[56,null,"1,5+1,5+2,0",1.38,1.38,1.84,null,null,1.3,4.5999999999999996,5.0999999999999996,0.32,0.89,1.01,1.49,4.17,4.72,93,5.2,"A",null,"A++",4.63,5,"1 511",0.9]
[57,null,"1,5+1,5+2,5",1.25,1.25,2.09,null,null,1.3,4.5999999999999996,5.0999999999999996,0.32,0.89,0.99,1.49,4.17,4.63,93,5.22,"A",null,"A++",4.6100000000000003,5,"1 517",0.9]
[58,null,"1,5+1,5+3,5",1.06,1.06,2.48,null,null,1.3,4.5999999999999996,5.0999999999999996,0.32,0.88,0.97,1.49,4.12,4.53,93,5.26,"A",null,"A++",4.6100000000000003,5,"1 518",0.9]
[59,null,"1,5+2,0+2,0",1.25,1.67,1.67,null,null,1.3,4.5999999999999996,5.0999999999999996,0.32,0.88,0.95,1.49,4.12,4.4400000000000004,93,5.25,"A",null,"A++",4.5999999999999996,5,"1 520",0.9]
[60,null,"1,5+2,0+2,5",1.1499999999999999,1.53,1.92,null,null,1.3,4.5999999999999996,5.0999999999999996,0.32,0.87,0.93,1.49,4.07,4.3499999999999996,93,5.29,"A",null,"A++",4.5999999999999996,5,"1 521",0.9]
[61,null,"1,5+2,0+3,5",0.99,1.31,2.2999999999999998,null,null,1.3,4.5999999999999996,5.0999999999999996,0.32,0.87,0.91,1.49,4.07,4.25,93,5.31,"A",null,"A++",4.62,5,"1 515",0.9]
[62,null,"1,5+2,5+2,5",1.06,1.77,1.77,null,null,1.3,4.5999999999999996,5.0999999999999996,0.32,0.88,0.87,1.49,4.12,4.07,93,5.27,"A",null,"A++",4.62,5,"1 513",0.9]
[63,null,"2,0+2,0+2,0",1.53,1.53,1.53,null,null,1.3,4.5999999999999996,5.0999999999999996,0.32,0.87,0.89,1.49,4.07,4.16,93,5.3,"A",null,"A++",4.5999999999999996,5,"1 521",0.9]
[64,null,"2,0+2,0+2,5",1.42,1.42,1.77,null,null,1.3,4.5999999999999996,5.0999999999999996,0.32,0.87,0.86,1.49,4.07,4.0199999999999996,93,5.32,"A",null,"A++",4.62,5,"1 515",0.9]
[65,null,"2,0+2,5+2,5",1.31,1.64,1.64,null,null,1.3,4.5999999999999996,5.0999999999999996,0.32,0.86,0.84,1.49,4.03,3.93,93,5.35,"A",null,"A++",4.63,5,"1 512",0.9]
[66,"3MXM52N2V1B","1,5",2.3000000000000003,null,null,null,null,1.1000000000000001,2.2999999999999998,3.4,0.3,0.56999999999999995,1.0900000000000001,1.34,2.5499999999999998,4.9400000000000004,96]
[67,null,"2,0",2.7,null,null,null,null,1.1000000000000001,2.7,3.8,0.3,0.76,1.27,1.34,3.4,5.75,96]
[68,null,"2,5",3.4000000000000004,null,null,null,null,1.1000000000000001,3.4,4.2,0.3,1.01,1.36,1.34,4.54,6.16,96]
[69,null,"3,5",4.2,null,null,null,null,1.1000000000000001,4.2,4.8,0.3,1.42,1.74,1.34,6.39,7.88,96]
[70,null,"4,2",4.8,null,null,null,null,1.1000000000000001,4.8,5.6,0.3,1.62,2.0299999999999998,1.34,7.32,9.18,96]
[71,null,"5,0",5.8,null,null,null,null,1.1000000000000001,5.8,6.8,0.3,2.17,2.58,1.34,9.8000000000000007,11.68,96]
[72,null,"1,5+1,5",1.7999999999999998,1.7999999999999998,null,null,null,1.2,3.6,5.8,0.32,0.67,1.62,1.44,3.04,7.34,96,5.42,"A",null,"A++",4.5999999999999996,3.6,"1 095",0.5]
[73,null,"1,5+2,0",1.7000000000000002,2.3000000000000003,null,null,null,1.2,4,5.8,0.32,0.77,1.6,1.44,3.49,7.25,96,5.21,"A",null,"A++",4.6500000000000004,3.6,"1 084",0.5]
[74,null,"1,5+2,5",1.7000000000000002,2.8000000000000003,null,null,null,1.2,4.5,6.9,0.32,0.91,2.06,1.44,4.13,9.33,96,4.96,"A",null,"A+",4.4400000000000004,4.2,"1 325",0.7]
[75,null,"1,5+3,5",1.7000000000000002,3.9000000000000004,null,null,null,1.2,5.5,7,0.32,1.22,2.25,1.44,5.53,10.19,96,4.53,"A",null,"A+",4.3,4.8,"1 562",0.8]
[76,null,"1,5+4,2",1.6,4.4000000000000004,null,null,null,1.2,6,7,0.32,1.42,2.23,1.44,6.44,10.1,96,4.24,"A",null,"A+",4.34,4.8,"1 546",0.8]
[77,null,"1,5+5,0",1.6,5.2,null,null,null,1.3,6.8,7.2,0.32,1.58,2.2999999999999998,1.44,7.16,10.42,96,4.33,"A",null,"A+",4.47,4.8,"1 501",0.7]
[78,null,"2,0+2,0",3.4000000000000004,3.4000000000000004,null,null,null,1.2,6.8,7,0.32,1.59,2.2599999999999998,1.44,7.21,10.24,96,4.28,"A",null,"A+",4.2699999999999996,4.8,"1 573",0.9]
[79,null,"2,0+2,5",3,3.8,null,null,null,1.2,6.8,7,0.32,1.58,2.25,1.44,7.16,10.19,96,4.32,"A",null,"A+",4.3,4.8,"1 563",0.9]
[80,null,"2,0+3,5",2.5,4.3,null,null,null,1.2,6.8,7.1,0.32,1.57,2.2599999999999998,1.44,7.12,10.24,96,4.34,"A",null,"A+",4.33,4.8,"1 552",0.8]
[81,null,"2,0+4,2",2.2000000000000002,4.6000000000000005,null,null,null,1.2,6.8,7.1,0.32,1.56,2.2400000000000002,1.44,7.07,10.14,96,4.3600000000000003,"A",null,"A+",4.3600000000000003,4.8,"1 541",0.8]
[82,null,"2,0+5,0",1.9,4.9000000000000004,null,null,null,1.4,6.8,7.2,0.32,1.53,2.2799999999999998,1.44,6.93,10.32,96,4.46,"A",null,"A+",4.5,4.8,"1 492",0.7]
[83,null,"2,5+2,5",3.4000000000000004,3.4000000000000004,null,null,null,1.2,6.8,7,0.32,1.53,2.23,1.44,6.93,10.1,96,4.45,"A",null,"A+",4.38,4.8,"1 533",0.9]
[84,null,"2,5+3,5",2.8000000000000003,4,null,null,null,1.3,6.8,7.2,0.32,1.53,2.35,1.44,6.93,10.64,96,4.46,"A",null,"A+",4.41,4.8,"1 523",0.8]
[85,null,"2,5+4,2",2.5,4.3,null,null,null,1.3,6.8,7.2,0.32,1.52,2.33,1.44,6.89,10.55,96,4.4800000000000004,"A",null,"A+",4.45,4.8,"1 508",0.8]
[86,null,"2,5+5,0",2.3000000000000003,4.5,null,null,null,1.4,6.8,7.4,0.32,1.5,2.33,1.44,6.8,10.52,96,4.54,"A",null,"A+",4.53,4.8,"1 482",0.7]
[87,null,"3,5+3,5",3.4000000000000004,3.4000000000000004,null,null,null,1.4,6.8,7.3,0.32,1.52,2.38,1.44,6.89,10.78,96,4.5,"A",null,"A+",4.4000000000000004,5,"1 590",0.9]
[88,null,"3,5+4,2",3.1,3.7,null,null,null,1.4,6.8,7.3,0.32,1.51,2.36,1.44,6.84,10.69,96,4.5199999999999996,"A",null,"A+",4.43,5,"1 579",0.9]
[89,null,"3,5+5,0",2.8000000000000003,4,null,null,null,1.45,6.8,7.5,0.32,1.5,2.2999999999999998,1.44,6.8,10.42,96,4.5599999999999996,"A",null,"A+",4.5199999999999996,5,"1 548",0.8]
[90,null,"4,2+4,2",3.4000000000000004,3.4000000000000004,null,null,null,1.4,6.8,7.3,0.32,1.5,2.35,1.44,6.8,10.62,96,4.55,"A",null,"A+",4.46,5,"1 569",0.9]
[91,null,"1,5+1,5+1,5",2.3000000000000003,2.3000000000000003,2.3000000000000003,null,null,1.3,6.8,8,0.32,1.4,2.12,1.44,6.35,9.6,96,4.87,"A",null,"A++",4.5999999999999996,5,"1 522",0.9]
[92,null,"1,5+1,5+2,0",2,2,2.7,null,null,1.3,6.8,8,0.32,1.4,2.1,1.44,6.35,9.51,96,4.88,"A",null,"A++",4.6100000000000003,5,"1 517",0.9]
[93,null,"1,5+1,5+2,5",1.9,1.9,3.1,null,null,1.3,6.8,8,0.32,1.39,2.08,1.44,6.3,9.42,96,4.91,"A",null,"A++",4.63,5,"1 512",0.9]
[94,null,"1,5+1,5+3,5",1.6,1.6,3.7,null,null,1.4,6.8,8.1,0.32,1.38,2.13,1.44,6.25,9.65,96,4.9400000000000004,"A",null,"A++",4.6500000000000004,5,"1 506",0.9]
[95,null,"1,5+1,5+4,2",1.4000000000000001,1.4000000000000001,4,null,null,1.4,6.8,8.1,0.32,1.38,2.11,1.44,6.25,9.56,96,4.96,"A",null,"A++",4.66,5,"1 500",0.9]
[96,null,"1,5+1,5+5,0",1.3,1.3,4.3,null,null,1.6,6.8,8.3000000000000007,0.32,1.32,2.09,1.44,5.98,9.4700000000000006,96,5.18,"A",null,"A++",4.83,5,"1 448",0.8]
[97,null,"1,5+2,0+2,0",1.9,2.5,2.5,null,null,1.3,6.8,8,0.32,1.39,2.14,1.44,6.3,9.69,96,4.9000000000000004,"A",null,"A++",4.62,5,"1 515",0.9]
[98,null,"1,5+2,0+2,5",1.7000000000000002,2.3000000000000003,2.8000000000000003,null,null,1.3,6.8,8,0.32,1.38,2.12,1.44,6.25,9.6,96,4.93,"A",null,"A++",4.6399999999999997,5,"1 509",0.9]
[99,null,"1,5+2,0+3,5",1.5,1.9,3.4000000000000004,null,null,1.4,6.8,8.1,0.32,1.37,2.16,1.44,6.21,9.7799999999999994,96,4.97,"A",null,"A++",4.6500000000000004,5,"1 503",0.9]
[100,null,"1,5+2,0+4,2",1.3,1.7999999999999998,3.7,null,null,1.4,6.8,8.1,0.32,1.36,2.14,1.44,6.16,9.69,96,5,"A",null,"A++",4.67,5,"1 498",0.9]
[101,null,"1,5+2,0+5,0",1.2,1.6,4,null,null,1.6,6.8,8.3000000000000007,0.32,1.31,2.0699999999999998,1.44,5.94,9.3800000000000008,96,5.22,"A",null,"A++",4.8499999999999996,5,"1 443",0.8]
[102,null,"1,5+2,5+2,5",1.6,2.6,2.6,null,null,1.3,6.8,8,0.32,1.38,2.12,1.44,6.25,9.6,96,4.95,"A",null,"A++",4.6399999999999997,5,"1 507",0.9]
[103,null,"1,5+2,5+3,5",1.4000000000000001,2.3000000000000003,3.2,null,null,1.4,6.8,8.1,0.32,1.37,2.13,1.44,6.21,9.65,96,4.99,"A",null,"A++",4.66,5,"1 501",0.9]
[104,null,"1,5+2,5+4,2",1.2,2.1,3.5,null,null,1.4,6.8,8.1,0.32,1.36,2.11,1.44,6.16,9.56,96,5.01,"A",null,"A++",4.68,5,"1 495",0.9]
[105,null,"1,5+2,5+5,0",1.1000000000000001,1.9,3.8,null,null,1.6,6.8,8.3000000000000007,0.32,1.3,2.09,1.44,5.89,9.4700000000000006,96,5.26,"A",null,"A++",4.8600000000000003,5,"1 438",0.8]
[106,null,"1,5+3,5+3,5",1.2,2.8000000000000003,2.8000000000000003,null,null,1.3,6.8,8.1999999999999993,0.32,1.36,2.14,1.44,6.16,9.69,96,5.0199999999999996,"A",null,"A++",4.7,5,"1 489",0.9]
[107,null,"2,0+2,0+2,0",2.3000000000000003,2.3000000000000003,2.3000000000000003,null,null,1.3,6.8,8,0.32,1.39,2.13,1.44,6.3,9.65,96,4.91,"A",null,"A++",4.6100000000000003,5,"1 516",0.9]
[108,null,"2,0+2,0+2,5",2.1,2.1,2.6,null,null,1.3,6.8,8,0.32,1.38,2.11,1.44,6.25,9.56,96,4.95,"A",null,"A++",4.63,5,"1 510",0.9]
[109,null,"2,0+2,0+3,5",1.7999999999999998,1.7999999999999998,3.2,null,null,1.4,6.8,8.1,0.32,1.37,2.12,1.44,6.21,9.6,96,4.9800000000000004,"A",null,"A++",4.66,5,"1 501",0.9]
[110,null,"2,0+2,0+4,2",1.7000000000000002,1.7000000000000002,3.5,null,null,1.4,6.8,8.1,0.32,1.36,2.1,1.44,6.16,9.51,96,5.01,"A",null,"A++",4.68,5,"1 496",0.9]
[111,null,"2,0+2,0+5,0",1.5,1.5,3.8,null,null,1.6,6.8,8.3000000000000007,0.32,1.29,2.08,1.44,5.85,9.42,96,5.3,"A",null,"A++",4.88,5,"1 434",0.8]
[112,null,"2,0+2,5+2,5",1.9,2.4,2.4,null,null,1.3,6.8,8,0.32,1.37,2.09,1.44,6.21,9.4700000000000006,96,4.99,"A",null,"A++",4.6399999999999997,5,"1 508",0.9]
[113,null,"2,0+2,5+3,5",1.7000000000000002,2.1,3,null,null,1.5,6.8,8.1,0.32,1.36,2.11,1.44,6.16,9.56,96,5.03,"A",null,"A++",4.67,5,"1 499",0.9]
[114,null,"2,0+2,5+4,2",1.6,2,3.3000000000000003,null,null,1.5,6.8,8.1,0.32,1.35,2.11,1.44,6.12,9.56,96,5.07,"A",null,"A++",4.68,5,"1 493",0.9]
[115,null,"2,0+3,5+3,5",1.5,2.6,2.6,null,null,1.5,6.8,8.1999999999999993,0.32,1.35,2.15,1.44,6.12,9.74,96,5.05,"A",null,"A++",4.68,5,"1 496",0.9]
[116,null,"2,5+2,5+2,5",2.3000000000000003,2.3000000000000003,2.3000000000000003,null,null,1.4,6.8,8,0.32,1.36,2.0699999999999998,1.44,6.16,9.3800000000000008,96,5.0199999999999996,"A",null,"A++",4.6500000000000004,5,"1 505",0.9]
[117,null,"2,5+2,5+3,5",2,2,2.8000000000000003,null,null,1.5,6.8,8.1,0.32,1.35,2.09,1.44,6.12,9.4700000000000006,96,5.05,"A",null,"A++",4.68,5,"1 496",0.9]
[118,"3MXM68N2V1B","1,5",2.7,null,null,null,null,1.47,2.7,4.08,0.42,0.72,1.22,1.91,3.35,5.59,95]
[119,null,"2,0",2.72,null,null,null,null,1.48,2.72,4.09,0.43,0.73,1.28,1.95,3.39,5.64,95]
[120,null,"2,5",3.4,null,null,null,null,1.44,3.4,4.3,0.42,1.02,1.37,1.91,4.72,6.08,95]
[121,null,"3,5",4.3,null,null,null,null,1.45,4.3,4.9000000000000004,0.4,1.41,1.75,1.82,6.5,7.15,95]
[122,null,"4,2",4.32,null,null,null,null,1.44,4.32,5.7,0.4,1.4,2.04,1.82,6.46,7.15,95]
[123,null,"5,0",5.6,null,null,null,null,1.66,5.6,6.9,0.39,1.82,2.59,1.78,8.43,8.6999999999999993,95]
[124,null,"6,0",7.9,null,null,null,null,1.88,7.9,8.91,0.37,2.62,2.64,1.69,12.13,12.08,95]
[125,null,"1,5+1,5",2.65,2.65,null,null,null,1.65,5.3,7.38,0.36,1.19,1.83,1.63,5.45,8.3800000000000008,95,4.45,"A",null,"A",3.85,3.8,"1 380",0.73]
[126,null,"1,5+2,0",2.44,3.26,null,null,null,1.65,5.7,7.76,0.36,1.31,1.99,1.63,6,9.09,95,4.3499999999999996,"A",null,"A",3.85,3.8,"1 380",0.72]
[127,null,"1,5+2,5",2.29,3.81,null,null,null,1.65,6.1,7.95,0.36,1.43,2.06,1.63,6.55,9.43,95,4.2699999999999996,"A",null,"A",3.87,3.8,"1 373",0.71]
[128,null,"1,5+3,5",2.0699999999999998,4.83,null,null,null,1.8,6.9,8.5,0.37,1.69,2.35,1.68,7.74,10.74,95,4.0999999999999996,"A",null,"A",3.86,4.3,"1 558",0.92]
[129,null,"1,5+4,2",1.97,5.53,null,null,null,1.8,7.5,8.85,0.37,1.9,2.57,1.68,8.6999999999999993,11.75,95,3.97,"A",null,"A",3.88,4.3,"1 548",0.91]
[130,null,"1,5+5,0",1.89,6.31,null,null,null,2.1800000000000002,8.1999999999999993,10.38,0.45,2.13,2.91,2.06,9.75,13.31,95,3.86,"A",null,"A",3.87,4.5,"1 628",0.96]
[131,null,"1,5+6,0",1.72,6.88,null,null,null,2.46,8.6,10.58,0.48,2.2799999999999998,2.67,2.19,10.44,12.21,95,3.78,"A",null,"A",3.91,4.8,"1 717",1.07]
[132,null,"2,0+2,0",3.25,3.25,null,null,null,1.65,6.5,7.95,0.36,1.37,2.31,1.63,6.28,9.4700000000000006,95,4.75,"A",null,"A",3.91,3.8,"1 361",0.71]
[133,null,"2,0+2,5",3.07,3.83,null,null,null,1.65,6.9,8.1199999999999992,0.36,1.52,2.3199999999999998,1.63,6.96,9.81,95,4.5599999999999996,"A",null,"A",3.92,3.8,"1 354",0.71]
[134,null,"2,0+3,5",2.73,4.7699999999999996,null,null,null,1.8,7.5,8.67,0.37,1.75,2.4300000000000002,1.68,8.01,11.12,95,4.3,"A",null,"A",3.86,4.3,"1 558",0.91]
[135,null,"2,0+4,2",2.58,5.42,null,null,null,1.8,8,9.0299999999999994,0.37,1.98,2.66,1.68,9.07,12.17,95,4.0599999999999996,"A",null,"A",3.88,4.3,"1 550",0.9]
[136,null,"2,0+5,0",2.46,6.14,null,null,null,2.1800000000000002,8.6,10.56,0.45,2.2599999999999998,3,2.06,10.35,13.73,95,3.82,"A",null,"A",3.9,4.5,"1 612",0.96]
[137,null,"2,0+6,0",2.15,6.45,null,null,null,2.46,8.6,10.75,0.48,2.2400000000000002,2.74,2.19,10.26,12.55,95,3.84,"A",null,"A",3.93,4.8,"1 710",1.07]
[138,null,"2,5+2,5",3.6,3.6,null,null,null,1.65,7.2,8.49,0.36,1.62,2.36,1.63,7.42,10.78,95,4.46,"A",null,"A",3.85,4,"1 455",0.79]
[139,null,"2,5+3,5",3.29,4.6100000000000003,null,null,null,1.89,7.9,9.0299999999999994,0.38,1.91,2.66,1.72,8.75,12.17,95,4.1399999999999997,"A",null,"A",3.83,4.3,"1 569",0.9]
[140,null,"2,5+4,2",3.1,5.2,null,null,null,1.89,8.3000000000000007,9.2899999999999991,0.38,2.11,2.82,1.72,9.66,12.93,95,3.95,"A",null,"A",3.86,4.3,"1 559",0.9]
[141,null,"2,5+5,0",2.87,5.73,null,null,null,2.27,8.6,10.68,0.46,2.2400000000000002,3.09,2.11,10.26,14.15,95,3.86,"A",null,"A",3.84,4.5,"1 637",0.91]
[142,null,"2,5+6,0",2.5299999999999998,6.07,null,null,null,2.5499999999999998,8.6,10.88,0.5,2.2200000000000002,2.77,2.2799999999999998,10.17,12.67,95,3.88,"A",null,"A",3.91,4.8,"1 716",1]
[143,null,"3,5+3,5",4.3,4.3,null,null,null,2.17,8.6,9.3800000000000008,0.42,2.2599999999999998,2.86,1.94,10.35,13.09,95,3.81,"A",null,"A+",4,4.8,"1 680",1.07]
[144,null,"3,5+4,2",3.91,4.6900000000000004,null,null,null,2.17,8.6,9.4700000000000006,0.42,2.2599999999999998,2.91,1.94,10.35,13.31,95,3.82,"A",null,"A+",4.01,4.8,"1 675",1.06]
[145,null,"3,5+5,0",3.54,5.0599999999999996,null,null,null,2.56,8.6,10.9,0.51,2.2200000000000002,3.13,2.3199999999999998,10.17,14.32,95,3.88,"A",null,"A+",4.01,4.8,"1 675",1.03]
[146,null,"3,5+6,0",3.17,5.43,null,null,null,2.74,8.6,11.01,0.52,2.21,2.76,2.37,10.119999999999999,12.63,95,3.91,"A",null,"A+",4.0599999999999996,4.8,"1 652",1.01]
[147,null,"4,2+4,2",4.3,4.3,null,null,null,2.17,8.6,9.56,0.42,2.2200000000000002,2.94,1.94,10.17,13.47,95,3.88,"A",null,"A+",4,4.8,"1 679",1.04]
[148,null,"4,2+5,0",3.93,4.67,null,null,null,2.56,8.6,10.91,0.51,2.21,3.19,2.3199999999999998,10.119999999999999,14.61,95,3.9,"A",null,"A",3.93,5.2,"1 851",1.2]
[149,null,"4,2+6,0",3.54,5.0599999999999996,null,null,null,2.74,8.6,11.02,0.51,2.2000000000000002,2.79,2.3199999999999998,10.07,12.76,95,3.92,"A",null,"A+",4.03,5.2,"1 804",1.18]
[150,null,"5,0+5,0",4.3,4.3,null,null,null,2.94,8.6,11.1,0.59,2.17,3.11,2.71,9.94,14.23,95,3.98,"A",null,"A+",4.0599999999999996,5.2,"1 793",1.1499999999999999]
[151,null,"5,0+6,0",3.91,4.6900000000000004,null,null,null,3.14,8.6,11.1,0.6,2.15,2.72,2.75,9.84,12.46,95,4.01,"A",null,"A+",4.09,5.2,"1 779",1.1299999999999999]
[152,null,"1,5+1,5+1,5",2.17,2.17,2.17,null,null,2.0099999999999998,6.5,9.92,0.41,1.33,2.2599999999999998,1.89,6.09,10.36,95,4.91,"A",null,"A+",4.07,5.3,"1 822",1.1100000000000001]
[153,null,"1,5+1,5+2,0",2.0699999999999998,2.0699999999999998,2.76,null,null,2.0099999999999998,6.9,10.1,0.41,1.46,2.34,1.89,6.69,10.69,95,4.74,"A",null,"A+",4.08,5.3,"1 817",1.1000000000000001]
[154,null,"1,5+1,5+2,5",2.02,2.02,3.36,null,null,2.1,7.4,10.18,0.42,1.64,2.37,1.94,7.51,10.86,95,4.53,"A",null,"A+",4.09,5.3,"1 810",1.0900000000000001]
[155,null,"1,5+1,5+3,5",1.89,1.89,4.42,null,null,2.31,8.1999999999999993,10.29,0.44,1.87,2.4900000000000002,2.02,8.56,11.41,95,4.3899999999999997,"A",null,"A+",4.1399999999999997,5.3,"1 793",1.07]
[156,null,"1,5+1,5+4,2",1.79,1.79,5.0199999999999996,null,null,2.31,8.6,10.29,0.44,2.0299999999999998,2.4900000000000002,2.02,9.3000000000000007,11.41,95,4.25,"A",null,"A+",4.1500000000000004,5.3,"1 786",1.07]
[157,null,"1,5+1,5+5,0",1.61,1.61,5.38,null,null,2.71,8.6,10.46,0.55000000000000004,2.0099999999999998,2.57,2.5,9.1999999999999993,11.75,95,4.29,"A",null,"A+",4.2300000000000004,5.3,"1 752",1.03]
[158,null,"1,5+1,5+6,0",1.43,1.43,5.73,null,null,2.93,8.6,10.59,0.55000000000000004,1.99,2.31,2.5,9.11,10.57,95,4.33,"A",null,"A+",4.2699999999999996,5.3,"1 735",1.01]
[159,null,"1,5+2,0+2,0",2.35,3.13,3.13,null,null,2.0099999999999998,8.6,10.26,0.41,2.0499999999999998,2.41,1.89,9.39,11.03,95,4.21,"A",null,"A+",4.09,5.3,"1 814",1.1000000000000001]
[160,null,"1,5+2,0+2,5",2.15,2.87,3.58,null,null,2.1,8.6,10.36,0.42,2.04,2.44,1.94,9.34,11.16,95,4.2300000000000004,"A",null,"A+",4.0999999999999996,5.3,"1 807",1.0900000000000001]
[161,null,"1,5+2,0+3,5",1.84,2.46,4.3,null,null,2.31,8.6,10.45,0.44,2.02,2.58,2.02,9.25,11.79,95,4.26,"A",null,"A+",4.1399999999999997,5.3,"1 793",1.07]
[162,null,"1,5+2,0+4,2",1.68,2.23,4.6900000000000004,null,null,2.31,8.6,10.46,0.44,2.0099999999999998,2.57,2.02,9.1999999999999993,11.75,95,4.28,"A",null,"A+",4.1500000000000004,5.3,"1 786",1.07]
[163,null,"1,5+2,0+5,0",1.52,2.02,5.0599999999999996,null,null,2.71,8.6,10.88,0.55000000000000004,2,2.64,2.5,9.16,12.08,95,4.32,"A",null,"A+",4.2300000000000004,5.3,"1 752",1.03]
[164,null,"1,5+2,0+6,0",1.36,1.81,5.43,null,null,2.93,8.6,10.89,0.55000000000000004,1.98,2.38,2.5,9.07,10.91,95,4.3600000000000003,"A",null,"A+",4.2699999999999996,5.3,"1 735",1.01]
[165,null,"1,5+2,5+2,5",1.98,3.31,3.31,null,null,2.2000000000000002,8.6,10.47,0.45,2.0299999999999998,2.44,2.06,9.3000000000000007,11.16,95,4.25,"A",null,"A+",4.12,5.3,"1 800",1.08]
[166,null,"1,5+2,5+3,5",1.72,2.87,4.01,null,null,2.4,8.6,10.58,0.47,2.02,2.57,2.15,9.25,11.75,95,4.2699999999999996,"A",null,"A+",4.16,5.3,"1 782",1.06]
[167,null,"1,5+2,5+4,2",1.57,2.62,4.4000000000000004,null,null,2.41,8.6,10.58,0.47,2,2.57,2.15,9.16,11.75,95,4.3,"A",null,"A+",4.1900000000000004,5.3,"1 768",1.05]
[168,null,"1,5+2,5+5,0",1.43,2.39,4.78,null,null,2.81,8.6,11,0.56000000000000005,1.99,2.64,2.58,9.11,12.08,95,4.34,"A",null,"A+",4.2699999999999996,5.3,"1 735",1.01]
[169,null,"1,5+2,5+6,0",1.29,2.15,5.16,null,null,3.02,8.6,11,0.56999999999999995,1.97,2.38,2.62,9.02,10.91,95,4.38,"A",null,"A+",4.3099999999999996,5.3,"1 719",0.99]
[170,null,"1,5+3,5+3,5",1.52,3.54,3.54,null,null,2.69,8.6,10.59,0.55000000000000004,1.99,2.57,2.5,9.11,11.75,95,4.33,"A",null,"A+",4.2,5.3,"1 765",1.04]
[171,null,"1,5+3,5+4,2",1.4,3.27,3.93,null,null,2.69,8.6,10.59,0.55000000000000004,1.98,2.56,2.5,9.07,11.71,95,4.3499999999999996,"A",null,"A+",4.22,5.3,"1 755",1.03]
[172,null,"1,5+3,5+5,0",1.29,3.01,4.3,null,null,3,8.6,10.93,0.62,1.97,2.59,2.84,9.02,11.87,95,4.38,"A",null,"A+",4.3,5.3,"1 722",0.99]
[173,null,"1,5+3,5+6,0",1.17,2.74,4.6900000000000004,null,null,2.93,8.6,10.93,0.55000000000000004,1.96,2.37,2.5,8.98,10.86,95,4.4000000000000004,"A",null,"A+",4.34,5.3,"1 707",0.98]
[174,null,"1,5+4,2+4,2",1.3,3.65,3.65,null,null,2.69,8.6,10.68,0.55000000000000004,1.98,2.59,2.5,9.07,11.87,95,4.3499999999999996,"A",null,"A+",4.24,5.3,"1 748",1.02]
[175,null,"1,5+4,2+5,0",1.21,3.38,4.0199999999999996,null,null,3,8.6,10.99,0.62,1.96,2.67,2.84,8.98,12.21,95,4.3899999999999997,"A",null,"A+",4.32,5.3,"1 716",0.99]
[176,null,"2,0+2,0+2,0",2.6,2.6,2.6,null,null,2.0099999999999998,7.8,10.44,0.41,1.72,2.48,1.89,7.88,11.37,95,4.5599999999999996,"A",null,"A+",4.07,5.3,"1 821",1.1000000000000001]
[177,null,"2,0+2,0+2,5",2.52,2.52,3.15,null,null,2.1,8.1999999999999993,10.52,0.42,1.83,2.52,1.94,8.3800000000000008,11.54,95,4.49,"A",null,"A+",4.09,5.3,"1 814",1.1000000000000001]
[178,null,"2,0+2,0+3,5",2.29,2.29,4.01,null,null,2.31,8.6,10.63,0.44,2.04,2.65,2.02,9.34,12.13,95,4.22,"A",null,"A+",4.13,5.3,"1 796",1.08]
[179,null,"2,0+2,0+4,2",2.1,2.1,4.4000000000000004,null,null,2.31,8.6,10.63,0.44,2.02,2.65,2.02,9.25,12.13,95,4.26,"A",null,"A+",4.1399999999999997,5.3,"1 789",1.07]
[180,null,"2,0+2,0+5,0",1.91,1.91,4.78,null,null,2.71,8.6,10.82,0.55000000000000004,2,2.72,2.5,9.16,12.46,95,4.3,"A",null,"A+",4.22,5.3,"1 755",1.03]
[181,null,"2,0+2,0+6,0",1.72,1.72,5.16,null,null,2.93,8.6,10.95,0.55000000000000004,1.99,2.46,2.5,9.11,11.24,95,4.32,"A",null,"A+",4.26,5.3,"1 739",1.01]
[182,null,"2,0+2,5+2,5",2.46,3.07,3.07,null,null,2.2000000000000002,8.6,10.54,0.43,1.97,2.61,1.98,9.02,11.96,95,4.38,"A",null,"A+",4.0999999999999996,5.3,"1 807",1.0900000000000001]
[183,null,"2,0+2,5+3,5",2.15,2.69,3.76,null,null,2.4,8.6,10.63,0.46,2.02,2.65,2.11,9.25,12.13,95,4.2699999999999996,"A",null,"A+",4.1399999999999997,5.3,"1 789",1.07]
[184,null,"2,0+2,5+4,2",1.98,2.4700000000000002,4.1500000000000004,null,null,2.41,8.6,10.64,0.46,2.0099999999999998,2.64,2.11,9.1999999999999993,12.08,95,4.29,"A",null,"A+",4.16,5.3,"1 782",1.06]
[185,null,"2,0+2,5+5,0",1.81,2.2599999999999998,4.53,null,null,2.81,8.6,11.06,0.56000000000000005,1.98,2.75,2.58,9.07,12.59,95,4.34,"A",null,"A+",4.24,5.3,"1 748",1.02]
[186,null,"2,0+2,5+6,0",1.64,2.0499999999999998,4.91,null,null,3.02,8.6,11.07,0.56000000000000005,1.98,2.4300000000000002,2.58,9.07,11.12,95,4.3600000000000003,"A",null,"A+",4.28,5.3,"1 732",1.01]
[187,null,"2,0+3,5+3,5",1.91,3.34,3.34,null,null,2.69,8.6,10.76,0.52,2,2.7,2.37,9.16,12.34,95,4.32,"A",null,"A+",4.18,5.3,"1 772",1.05]
[188,null,"2,0+3,5+4,2",1.77,3.1,3.72,null,null,2.69,8.6,10.76,0.52,1.99,2.69,2.37,9.11,12.29,95,4.33,"A",null,"A+",4.2,5.3,"1 765",1.04]
[189,null,"2,0+3,5+5,0",1.64,2.87,4.0999999999999996,null,null,3,8.6,11.11,0.57999999999999996,1.98,2.82,2.67,9.07,12.88,95,4.3600000000000003,"A",null,"A+",4.28,5.3,"1 732",1.01]
[190,null,"2,0+4,2+4,2",1.65,3.47,3.47,null,null,2.69,8.6,10.77,0.52,1.97,2.69,2.37,9.02,12.29,95,4.38,"A",null,"A+",4.32,5.3,"1 716",0.99]
[191,null,"2,5+2,5+2,5",2.87,2.87,2.87,null,null,2.31,8.6,10.65,0.45,1.99,2.64,2.06,9.11,12.08,95,4.32,"A",null,"A+",4.12,5.3,"1 800",1.08]
[192,null,"2,5+2,5+3,5",2.5299999999999998,2.5299999999999998,3.54,null,null,2.5,8.6,10.87,0.48,1.99,2.72,2.19,9.11,12.46,95,4.34,"A",null,"A+",4.16,5.3,"1 782",1.06]
[193,null,"2,5+2,5+4,2",2.34,2.34,3.93,null,null,2.5,8.6,10.88,0.48,1.97,2.72,2.19,9.02,12.46,95,4.37,"A",null,"A+",4.18,5.3,"1 775",1.05]
[194,null,"2,5+2,5+5,0",2.15,2.15,4.3,null,null,2.91,8.6,11.07,0.57999999999999996,1.96,2.78,2.67,8.98,12.72,95,4.41,"A",null,"A+",4.26,5.3,"1 742",1.02]
[195,null,"2,5+2,5+6,0",1.95,1.95,4.6900000000000004,null,null,3.12,8.6,11.08,0.57999999999999996,1.94,2.4300000000000002,2.67,8.8800000000000008,11.12,95,4.45,"A",null,"A+",4.3,5.3,"1 726",1]
[196,null,"2,5+3,5+3,5",2.2599999999999998,3.17,3.17,null,null,2.78,8.6,11,0.53,1.96,2.72,2.41,8.98,12.46,95,4.4000000000000004,"A",null,"A+",4.2,5.3,"1 765",1.04]
[197,null,"2,5+3,5+4,2",2.11,2.95,3.54,null,null,2.79,8.6,11.01,0.53,1.96,2.71,2.41,8.98,12.42,95,4.41,"A",null,"A+",4.22,5.3,"1 758",1.04]
[198,null,"2,5+3,5+5,0",1.95,2.74,3.91,null,null,3.19,8.6,11.08,0.6,1.9,2.74,2.75,8.6999999999999993,12.55,95,4.54,"A",null,"A+",4.3,5.3,"1 726",1]
[199,null,"2,5+4,2+4,2",1.97,3.31,3.31,null,null,2.79,8.6,11.01,0.53,1.95,2.71,2.41,8.93,12.42,95,4.42,"A",null,"A+",4.2300000000000004,5.3,"1 752",1.03]
[200,null,"3,5+3,5+3,5",2.87,2.87,2.87,null,null,2.98,8.6,11.06,0.56999999999999995,1.94,2.79,2.62,8.8800000000000008,12.76,95,4.4400000000000004,"A",null,"A+",4.24,5.3,"1 748",1.02]
[201,"4MXM68N2V1B","1,5",2.7,null,null,null,null,1.47,2.7,4.08,0.42,0.73,1.22,1.91,3.35,5.58,95]
[202,null,"2,0",2.72,null,null,null,null,1.48,2.72,4.09,0.43,0.74,1.28,1.95,3.39,5.86,95]
[203,null,"2,5",3.4,null,null,null,null,1.44,3.4,4.3,0.42,1.03,1.37,1.91,4.72,6.27,95]
[204,null,"3,5",4.3,null,null,null,null,1.45,4.3,4.9000000000000004,0.4,1.42,1.75,1.82,6.5,8.01,95]
[205,null,"4,2",4.32,null,null,null,null,1.44,4.32,5.7,0.4,1.41,2.04,1.82,6.46,9.34,95]
[206,null,"5,0",5.6,null,null,null,null,1.66,5.6,6.9,0.39,1.84,2.59,1.78,8.43,11.85,95]
[207,null,"6,0",7.9,null,null,null,null,1.88,7.9,8.91,0.37,2.65,2.64,1.69,12.13,12.08,95]
[208,null,"1,5+1,5",2.65,2.65,null,null,null,1.65,5.3,7.38,0.36,1.19,1.83,1.63,5.45,8.3800000000000008,95,4.45,"A",null,"A",3.85,3.8,"1 380",0.73]
[209,null,"1,5+2,0",2.44,3.26,null,null,null,1.65,5.7,7.76,0.36,1.31,1.99,1.63,6,9.09,95,4.3499999999999996,"A",null,"A",3.85,3.8,"1 380",0.72]
[210,null,"1,5+2,5",2.29,3.81,null,null,null,1.65,6.1,7.95,0.36,1.43,2.06,1.63,6.55,9.43,95,4.2699999999999996,"A",null,"A",3.87,3.8,"1 373",0.71]
[211,null,"1,5+3,5",2.0699999999999998,4.83,null,null,null,1.8,6.9,8.5,0.37,1.69,2.35,1.68,7.74,10.74,95,4.0999999999999996,"A",null,"A",3.86,4.3,"1 558",0.92]
[212,null,"1,5+4,2",1.97,5.53,null,null,null,1.8,7.5,8.85,0.37,1.9,2.57,1.68,8.6999999999999993,11.75,95,3.97,"A",null,"A",3.88,4.3,"1 548",0.91]
[213,null,"1,5+5,0",1.89,6.31,null,null,null,2.1800000000000002,8.1999999999999993,10.38,0.45,2.13,2.91,2.06,9.75,13.31,95,3.86,"A",null,"A",3.87,4.5,"1 628",0.96]
[214,null,"1,5+6,0",1.72,6.88,null,null,null,2.46,8.6,10.58,0.48,2.2799999999999998,2.67,2.19,10.44,12.21,95,3.78,"A",null,"A",3.91,4.8,"1 717",1.07]
[215,null,"2,0+2,0",3.25,3.25,null,null,null,1.65,6.5,7.95,0.36,1.37,2.31,1.63,6.28,10.57,95,4.75,"A",null,"A",3.91,3.8,"1 361",0.71]
[216,null,"2,0+2,5",3.07,3.83,null,null,null,1.65,6.9,8.1199999999999992,0.36,1.52,2.3199999999999998,1.63,6.96,10.62,95,4.5599999999999996,"A",null,"A",3.92,3.8,"1 354",0.71]
[217,null,"2,0+3,5",2.73,4.7699999999999996,null,null,null,1.8,7.5,8.67,0.37,1.75,2.4300000000000002,1.68,8.01,11.12,95,4.3,"A",null,"A",3.86,4.3,"1 558",0.91]
[218,null,"2,0+4,2",2.58,5.42,null,null,null,1.8,8,9.0299999999999994,0.37,1.98,2.66,1.68,9.07,12.17,95,4.0599999999999996,"A",null,"A",3.88,4.3,"1 550",0.9]
[219,null,"2,0+5,0",2.46,6.14,null,null,null,2.1800000000000002,8.6,10.56,0.45,2.2599999999999998,3,2.06,10.35,13.73,95,3.82,"A",null,"A",3.9,4.5,"1 612",0.96]
[220,null,"2,0+6,0",2.15,6.45,null,null,null,2.46,8.6,10.75,0.48,2.2400000000000002,2.74,2.19,10.26,12.55,95,3.84,"A",null,"A",3.93,4.8,"1 710",1.07]
[221,null,"2,5+2,5",3.6,3.6,null,null,null,1.65,7.2,8.49,0.36,1.62,2.36,1.63,7.42,10.78,95,4.46,"A",null,"A",3.85,4,"1 455",0.79]
[222,null,"2,5+3,5",3.29,4.6100000000000003,null,null,null,1.89,7.9,9.0299999999999994,0.38,1.91,2.66,1.72,8.75,12.17,95,4.1399999999999997,"A",null,"A",3.83,4.3,"1 569",0.9]
[223,null,"2,5+4,2",3.1,5.2,null,null,null,1.89,8.3000000000000007,9.2899999999999991,0.38,2.11,2.82,1.72,9.66,12.93,95,3.95,"A",null,"A",3.86,4.3,"1 559",0.9]
[224,null,"2,5+5,0",2.87,5.73,null,null,null,2.27,8.6,10.68,0.46,2.2400000000000002,3.09,2.11,10.26,14.15,95,3.86,"A",null,"A",3.84,4.5,"1 637",0.91]
[225,null,"2,5+6,0",2.5299999999999998,6.07,null,null,null,2.5499999999999998,8.6,10.88,0.5,2.2200000000000002,2.77,2.2799999999999998,10.17,12.67,95,3.88,"A",null,"A",3.91,4.8,"1 716",1]
[226,null,"3,5+3,5",4.3,4.3,null,null,null,2.17,8.6,9.3800000000000008,0.42,2.2599999999999998,2.86,1.94,10.35,13.09,95,3.81,"A",null,"A+",4,4.8,"1 680",1.07]
[227,null,"3,5+4,2",3.91,4.6900000000000004,null,null,null,2.17,8.6,9.4700000000000006,0.42,2.2599999999999998,2.91,1.94,10.35,13.31,95,3.82,"A",null,"A+",4.01,4.8,"1 675",1.06]
[228,null,"3,5+5,0",3.54,5.0599999999999996,null,null,null,2.56,8.6,10.9,0.51,2.2200000000000002,3.13,2.3199999999999998,10.17,14.32,95,3.88,"A",null,"A+",4.01,4.8,"1 675",1.03]
[229,null,"3,5+6,0",3.17,5.43,null,null,null,2.74,8.6,11.01,0.52,2.21,2.76,2.37,10.119999999999999,12.63,95,3.91,"A",null,"A+",4.0599999999999996,4.8,"1 652",1.01]
[230,null,"4,2+4,2",4.3,4.3,null,null,null,2.17,8.6,9.56,0.42,2.2200000000000002,2.94,1.94,10.17,13.47,95,3.88,"A",null,"A+",4,4.8,"1 679",1.04]
[231,null,"4,2+5,0",3.93,4.67,null,null,null,2.56,8.6,10.91,0.51,2.21,3.19,2.3199999999999998,10.119999999999999,14.61,95,3.9,"A",null,"A",3.93,5.2,"1 851",1.2]
[232,null,"4,2+6,0",3.54,5.0599999999999996,null,null,null,2.74,8.6,11.02,0.51,2.2000000000000002,2.79,2.3199999999999998,10.07,12.76,95,3.92,"A",null,"A+",4.03,5.2,"1 804",1.18]
[233,null,"5,0+5,0",4.3,4.3,null,null,null,2.94,8.6,11.1,0.59,2.17,3.11,2.71,9.94,14.23,95,3.98,"A",null,"A+",4.0599999999999996,5.2,"1 793",1.1499999999999999]
[234,null,"5,0+6,0",3.91,4.6900000000000004,null,null,null,3.14,8.6,11.1,0.6,2.15,2.72,2.75,9.84,12.46,95,4.01,"A",null,"A+",4.09,5.2,"1 779",1.1299999999999999]
[235,null,"1,5+1,5+1,5",2.17,2.17,2.17,null,null,2.0099999999999998,6.5,9.92,0.41,1.33,2.2599999999999998,1.89,6.09,10.36,95,4.91,"A",null,"A+",4.07,5.3,"1 822",1.1100000000000001]
[236,null,"1,5+1,5+2,0",2.0699999999999998,2.0699999999999998,2.76,null,null,2.0099999999999998,6.9,10.1,0.41,1.46,2.34,1.89,6.69,10.69,95,4.74,"A",null,"A+",4.08,5.3,"1 817",1.1000000000000001]
[237,null,"1,5+1,5+2,5",2.02,2.02,3.36,null,null,2.1,7.4,10.18,0.42,1.64,2.37,1.94,7.51,10.86,95,4.53,"A",null,"A+",4.09,5.3,"1 810",1.0900000000000001]
[238,null,"1,5+1,5+3,5",1.89,1.89,4.42,null,null,2.31,8.1999999999999993,10.29,0.44,1.87,2.4900000000000002,2.02,8.56,11.41,95,4.3899999999999997,"A",null,"A+",4.1399999999999997,5.3,"1 793",1.07]
[239,null,"1,5+1,5+4,2",1.79,1.79,5.0199999999999996,null,null,2.31,8.6,10.29,0.44,2.0299999999999998,2.4900000000000002,2.02,9.3000000000000007,11.41,95,4.25,"A",null,"A+",4.1500000000000004,5.3,"1 786",1.07]
[240,null,"1,5+1,5+5,0",1.61,1.61,5.38,null,null,2.71,8.6,10.46,0.55000000000000004,2.0099999999999998,2.57,2.5,9.1999999999999993,11.75,95,4.29,"A",null,"A+",4.2300000000000004,5.3,"1 752",1.03]
[241,null,"1,5+1,5+6,0",1.43,1.43,5.73,null,null,2.93,8.6,10.59,0.55000000000000004,1.99,2.31,2.5,9.11,10.57,95,4.33,"A",null,"A+",4.2699999999999996,5.3,"1 735",1.01]
[242,null,"1,5+2,0+2,0",2.35,3.13,3.13,null,null,2.0099999999999998,8.6,10.26,0.41,2.0499999999999998,2.41,1.89,9.39,11.03,95,4.21,"A",null,"A+",4.09,5.3,"1 814",1.1000000000000001]
[243,null,"1,5+2,0+2,5",2.15,2.87,3.58,null,null,2.1,8.6,10.36,0.42,2.04,2.44,1.94,9.34,11.16,95,4.2300000000000004,"A",null,"A+",4.0999999999999996,5.3,"1 807",1.0900000000000001]
[244,null,"1,5+2,0+3,5",1.84,2.46,4.3,null,null,2.31,8.6,10.45,0.44,2.02,2.58,2.02,9.25,11.79,95,4.26,"A",null,"A+",4.1399999999999997,5.3,"1 793",1.07]
[245,null,"1,5+2,0+4,2",1.68,2.23,4.6900000000000004,null,null,2.31,8.6,10.46,0.44,2.0099999999999998,2.57,2.02,9.1999999999999993,11.75,95,4.28,"A",null,"A+",4.1500000000000004,5.3,"1 786",1.07]
[246,null,"1,5+2,0+5,0",1.52,2.02,5.0599999999999996,null,null,2.71,8.6,10.88,0.55000000000000004,2,2.64,2.5,9.16,12.08,95,4.32,"A",null,"A+",4.2300000000000004,5.3,"1 752",1.03]
[247,null,"1,5+2,0+6,0",1.36,1.81,5.43,null,null,2.93,8.6,10.89,0.55000000000000004,1.98,2.38,2.5,9.07,10.91,95,4.3600000000000003,"A",null,"A+",4.2699999999999996,5.3,"1 735",1.01]
[248,null,"1,5+2,5+2,5",1.98,3.31,3.31,null,null,2.2000000000000002,8.6,10.47,0.45,2.0299999999999998,2.44,2.06,9.3000000000000007,11.16,95,4.25,"A",null,"A+",4.12,5.3,"1 800",1.08]
[249,null,"1,5+2,5+3,5",1.72,2.87,4.01,null,null,2.4,8.6,10.58,0.47,2.02,2.57,2.15,9.25,11.75,95,4.2699999999999996,"A",null,"A+",4.16,5.3,"1 782",1.06]
[250,null,"1,5+2,5+4,2",1.57,2.62,4.4000000000000004,null,null,2.41,8.6,10.58,0.47,2,2.57,2.15,9.16,11.75,95,4.3,"A",null,"A+",4.1900000000000004,5.3,"1 768",1.05]
[251,null,"1,5+2,5+5,0",1.43,2.39,4.78,null,null,2.81,8.6,11,0.56000000000000005,1.99,2.64,2.58,9.11,12.08,95,4.34,"A",null,"A+",4.2699999999999996,5.3,"1 735",1.01]
[252,null,"1,5+2,5+6,0",1.29,2.15,5.16,null,null,3.02,8.6,11,0.56999999999999995,1.97,2.38,2.62,9.02,10.91,95,4.38,"A",null,"A+",4.3099999999999996,5.3,"1 719",0.99]
[253,null,"1,5+3,5+3,5",1.52,3.54,3.54,null,null,2.69,8.6,10.59,0.55000000000000004,1.99,2.57,2.5,9.11,11.75,95,4.33,"A",null,"A+",4.2,5.3,"1 765",1.04]
[254,null,"1,5+3,5+4,2",1.4,3.27,3.93,null,null,2.69,8.6,10.59,0.55000000000000004,1.98,2.56,2.5,9.07,11.71,95,4.3499999999999996,"A",null,"A+",4.22,5.3,"1 755",1.03]
[255,null,"1,5+3,5+5,0",1.29,3.01,4.3,null,null,3,8.6,10.93,0.62,1.97,2.59,2.84,9.02,11.87,95,4.38,"A",null,"A+",4.3,5.3,"1 722",0.99]
[256,null,"1,5+3,5+6,0",1.17,2.74,4.6900000000000004,null,null,2.93,8.6,10.93,0.55000000000000004,1.96,2.37,2.5,8.98,10.86,95,4.4000000000000004,"A",null,"A+",4.34,5.3,"1 707",0.98]
[257,null,"1,5+4,2+4,2",1.3,3.65,3.65,null,null,2.69,8.6,10.68,0.55000000000000004,1.98,2.59,2.5,9.07,11.87,95,4.3499999999999996,"A",null,"A+",4.24,5.3,"1 748",1.02]
[258,null,"1,5+4,2+5,0",1.21,3.38,4.0199999999999996,null,null,3,8.6,10.99,0.62,1.96,2.67,2.84,8.98,12.21,95,4.3899999999999997,"A",null,"A+",4.32,5.3,"1 716",0.99]
[259,null,"2,0+2,0+2,0",2.6,2.6,2.6,null,null,2.0099999999999998,7.8,10.44,0.41,1.72,2.48,1.89,7.88,11.37,95,4.5599999999999996,"A",null,"A+",4.07,5.3,"1 821",1.1000000000000001]
[260,null,"2,0+2,0+2,5",2.52,2.52,3.15,null,null,2.1,8.1999999999999993,10.52,0.42,1.83,2.52,1.94,8.3800000000000008,11.54,95,4.49,"A",null,"A+",4.09,5.3,"1 814",1.1000000000000001]
[261,null,"2,0+2,0+3,5",2.29,2.29,4.01,null,null,2.31,8.6,10.63,0.44,2.04,2.65,2.02,9.34,12.13,95,4.22,"A",null,"A+",4.13,5.3,"1 796",1.08]
[262,null,"2,0+2,0+4,2",2.1,2.1,4.4000000000000004,null,null,2.31,8.6,10.63,0.44,2.02,2.65,2.02,9.25,12.13,95,4.26,"A",null,"A+",4.1399999999999997,5.3,"1 789",1.07]
[263,null,"2,0+2,0+5,0",1.91,1.91,4.78,null,null,2.71,8.6,10.82,0.55000000000000004,2,2.72,2.5,9.16,12.46,95,4.3,"A",null,"A+",4.22,5.3,"1 755",1.03]
[264,null,"2,0+2,0+6,0",1.72,1.72,5.16,null,null,2.93,8.6,10.95,0.55000000000000004,1.99,2.46,2.5,9.11,11.24,95,4.32,"A",null,"A+",4.26,5.3,"1 739",1.01]
[265,null,"2,0+2,5+2,5",2.46,3.07,3.07,null,null,2.2000000000000002,8.6,10.54,0.43,1.97,2.61,1.98,9.02,11.96,95,4.38,"A",null,"A+",4.0999999999999996,5.3,"1 807",1.0900000000000001]
[266,null,"2,0+2,5+3,5",2.15,2.69,3.76,null,null,2.4,8.6,10.63,0.46,2.02,2.65,2.11,9.25,12.13,95,4.2699999999999996,"A",null,"A+",4.1399999999999997,5.3,"1 789",1.07]
[267,null,"2,0+2,5+4,2",1.98,2.4700000000000002,4.1500000000000004,null,null,2.41,8.6,10.64,0.46,2.0099999999999998,2.64,2.11,9.1999999999999993,12.08,95,4.29,"A",null,"A+",4.16,5.3,"1 782",1.06]
[268,null,"2,0+2,5+5,0",1.81,2.2599999999999998,4.53,null,null,2.81,8.6,11.06,0.56000000000000005,1.98,2.75,2.58,9.07,12.59,95,4.34,"A",null,"A+",4.24,5.3,"1 748",1.02]
[269,null,"2,0+2,5+6,0",1.64,2.0499999999999998,4.91,null,null,3.02,8.6,11.07,0.56000000000000005,1.98,2.4300000000000002,2.58,9.07,11.12,95,4.3600000000000003,"A",null,"A+",4.28,5.3,"1 732",1.01]
[270,null,"2,0+3,5+3,5",1.91,3.34,3.34,null,null,2.69,8.6,10.76,0.52,2,2.7,2.37,9.16,12.34,95,4.32,"A",null,"A+",4.18,5.3,"1 772",1.05]
[271,null,"2,0+3,5+4,2",1.77,3.1,3.72,null,null,2.69,8.6,10.76,0.52,1.99,2.69,2.37,9.11,12.29,95,4.33,"A",null,"A+",4.2,5.3,"1 765",1.04]
[272,null,"2,0+3,5+5,0",1.64,2.87,4.0999999999999996,null,null,3,8.6,11.11,0.57999999999999996,1.98,2.82,2.67,9.07,12.88,95,4.3600000000000003,"A",null,"A+",4.28,5.3,"1 732",1.01]
[273,null,"2,0+4,2+4,2",1.65,3.47,3.47,null,null,2.69,8.6,10.77,0.52,1.97,2.69,2.37,9.02,12.29,95,4.38,"A",null,"A+",4.32,5.3,"1 716",0.99]
[274,null,"2,5+2,5+2,5",2.87,2.87,2.87,null,null,2.31,8.6,10.65,0.45,1.99,2.64,2.06,9.11,12.08,95,4.32,"A",null,"A+",4.12,5.3,"1 800",1.08]
[275,null,"2,5+2,5+3,5",2.5299999999999998,2.5299999999999998,3.54,null,null,2.5,8.6,10.87,0.48,1.99,2.72,2.19,9.11,12.46,95,4.34,"A",null,"A+",4.16,5.3,"1 782",1.06]
[276,null,"2,5+2,5+4,2",2.34,2.34,3.93,null,null,2.5,8.6,10.88,0.48,1.97,2.72,2.19,9.02,12.46,95,4.37,"A",null,"A+",4.18,5.3,"1 775",1.05]
[277,null,"2,5+2,5+5,0",2.15,2.15,4.3,null,null,2.91,8.6,11.07,0.57999999999999996,1.96,2.78,2.67,8.98,12.72,95,4.41,"A",null,"A+",4.26,5.3,"1 742",1.02]
[278,null,"2,5+2,5+6,0",1.95,1.95,4.6900000000000004,null,null,3.12,8.6,11.08,0.57999999999999996,1.94,2.4300000000000002,2.67,8.8800000000000008,11.12,95,4.45,"A",null,"A+",4.3,5.3,"1 726",1]
[279,null,"2,5+3,5+3,5",2.2599999999999998,3.17,3.17,null,null,2.78,8.6,11,0.53,1.96,2.72,2.41,8.98,12.46,95,4.4000000000000004,"A",null,"A+",4.2,5.3,"1 765",1.04]
[280,null,"2,5+3,5+4,2",2.11,2.95,3.54,null,null,2.79,8.6,11.01,0.53,1.96,2.71,2.41,8.98,12.42,95,4.41,"A",null,"A+",4.22,5.3,"1 758",1.04]
[281,null,"2,5+3,5+5,0",1.95,2.74,3.91,null,null,3.19,8.6,11.08,0.6,1.9,2.74,2.75,8.6999999999999993,12.55,95,4.54,"A",null,"A+",4.3,5.3,"1 726",1]
[282,null,"2,5+4,2+4,2",1.97,3.31,3.31,null,null,2.79,8.6,11.01,0.53,1.95,2.71,2.41,8.93,12.42,95,4.42,"A",null,"A+",4.2300000000000004,5.3,"1 752",1.03]
[283,null,"3,5+3,5+3,5",2.87,2.87,2.87,null,null,2.98,8.6,11.06,0.56999999999999995,1.94,2.79,2.62,8.8800000000000008,12.76,95,4.4400000000000004,"A",null,"A+",4.24,5.3,"1 748",1.02]
[284,null,"1,5+1,5+1,5+1,5",1.95,1.95,1.95,1.95,null,2.4700000000000002,7.8,10.07,0.49,1.62,2.12,2.2400000000000002,7.42,9.68,95,4.82,"A",null,"A+",4.18,5.8,"1 942",1.1499999999999999]
[285,null,"1,5+1,5+1,5+2,0",1.89,1.89,1.89,2.52,null,2.4700000000000002,8.1999999999999993,10.25,0.49,1.77,2.19,2.2400000000000002,8.11,10.02,95,4.6500000000000004,"A",null,"A+",4.1900000000000004,5.8,"1 937",1.1499999999999999]
[286,null,"1,5+1,5+1,5+2,5",1.84,1.84,1.84,3.07,null,2.57,8.6,10.36,0.5,1.88,2.2000000000000002,2.2799999999999998,8.61,10.07,95,4.59,"A",null,"A+",4.1900000000000004,5.8,"1 934",1.1399999999999999]
[287,null,"1,5+1,5+1,5+3,5",1.61,1.61,1.61,3.76,null,2.77,8.6,10.46,0.54,1.84,2.21,2.4500000000000002,8.43,10.11,95,4.68,"A",null,"A+",4.24,5.8,"1 915",1.1299999999999999]
[288,null,"1,5+1,5+1,5+4,2",1.48,1.48,1.48,4.1500000000000004,null,2.78,8.6,10.46,0.53,1.84,2.2000000000000002,2.41,8.43,10.06,95,4.7,"A",null,"A+",4.2699999999999996,5.8,"1 901",1.1200000000000001]
[289,null,"1,5+1,5+1,5+5,0",1.36,1.36,1.36,4.53,null,3.1,8.6,10.52,0.59,1.83,2.13,2.71,8.3800000000000008,9.73,95,4.71,"A",null,"A+",4.28,5.8,"1 896",1.08]
[290,null,"1,5+1,5+1,5+6,0",1.23,1.23,1.23,4.91,null,3.04,8.6,10.88,0.45,1.79,1.98,2.06,8.1999999999999993,9.0500000000000007,95,4.8099999999999996,"A",null,"A+",4.38,5.8,"1 854",1.06]
[291,null,"1,5+1,5+2,0+2,0",1.84,1.84,2.46,2.46,null,2.4700000000000002,8.6,10.44,0.49,1.87,2.2599999999999998,2.2400000000000002,8.56,10.36,95,4.5999999999999996,"A",null,"A+",4.2,5.8,"1 931",1.1399999999999999]
[292,null,"1,5+1,5+2,0+2,5",1.72,1.72,2.29,2.87,null,2.57,8.6,10.54,0.5,1.87,2.27,2.2799999999999998,8.56,10.39,95,4.62,"A",null,"A+",4.21,5.8,"1 926",1.1299999999999999]
[293,null,"1,5+1,5+2,0+3,5",1.52,1.52,2.02,3.54,null,2.77,8.6,10.64,0.54,1.84,2.2599999999999998,2.4500000000000002,8.43,10.34,95,4.7,"A",null,"A+",4.28,5.8,"1 895",1.1200000000000001]
[294,null,"1,5+1,5+2,0+4,2",1.4,1.4,1.87,3.93,null,2.78,8.6,10.65,0.53,1.82,2.25,2.41,8.33,10.3,95,4.74,"A",null,"A+",4.32,5.8,"1 877",1.1100000000000001]
[295,null,"1,5+1,5+2,0+5,0",1.29,1.29,1.72,4.3,null,3.1,8.6,10.71,0.59,1.82,2.2000000000000002,2.71,8.33,10.06,95,4.75,"A",null,"A+",4.34,5.8,"1 871",1.07]
[296,null,"1,5+1,5+2,0+6,0",1.17,1.17,1.56,4.6900000000000004,null,3.04,8.6,11.07,0.45,1.78,2.04,2.06,8.15,9.35,95,4.8499999999999996,"A",null,"A+",4.4400000000000004,5.8,"1 829",1.05]
[297,null,"1,5+1,5+2,5+2,5",1.61,1.61,2.69,2.69,null,2.67,8.6,10.55,0.52,1.86,2.23,2.37,8.52,10.19,95,4.63,"A",null,"A+",4.22,5.8,"1 921",1.1200000000000001]
[298,null,"1,5+1,5+2,5+3,5",1.43,1.43,2.39,3.34,null,2.98,8.6,10.65,0.59,1.82,2.27,2.71,8.33,10.4,95,4.74,"A",null,"A+",4.32,5.8,"1 878",1.1100000000000001]
[299,null,"1,5+1,5+2,5+4,2",1.33,1.33,2.2200000000000002,3.72,null,2.98,8.6,10.65,0.57999999999999996,1.81,2.27,2.67,8.2899999999999991,10.4,95,4.7699999999999996,"A",null,"A+",4.34,5.8,"1 869",1.1000000000000001]
[300,null,"1,5+1,5+2,5+5,0",1.23,1.23,2.0499999999999998,4.0999999999999996,null,3.1,8.6,10.9,0.59,1.8,2.25,2.71,8.24,10.3,95,4.8,"A",null,"A+",4.38,5.8,"1 852",1.06]
[301,null,"1,5+1,5+3,5+3,5",1.29,1.29,3.01,3.01,null,3.18,8.6,10.75,0.64,1.78,2.2999999999999998,2.93,8.15,10.53,95,4.8499999999999996,"A",null,"A+",4.45,5.8,"1 822",1.0900000000000001]
[302,null,"1,5+1,5+3,5+4,2",1.21,1.21,2.81,3.38,null,2.99,8.6,10.85,0.57999999999999996,1.78,2.34,2.67,8.15,10.69,95,4.8600000000000003,"A",null,"A++",4.5999999999999996,5.8,"1 765",1.0900000000000001]
[303,null,"1,5+2,0+2,0+2,0",1.72,2.29,2.29,2.29,null,2.4700000000000002,8.6,10.63,0.49,1.87,2.34,2.2400000000000002,8.56,10.69,95,4.62,"A",null,"A+",4.21,5.8,"1 926",1.1299999999999999]
[304,null,"1,5+2,0+2,0+2,5",1.61,2.15,2.15,2.69,null,2.57,8.6,10.72,0.5,1.86,2.35,2.2799999999999998,8.52,10.76,95,4.63,"A",null,"A+",4.22,5.8,"1 921",1.1200000000000001]
[305,null,"1,5+2,0+2,0+3,5",1.43,1.91,1.91,3.34,null,2.77,8.6,10.83,0.54,1.81,2.36,2.4500000000000002,8.2899999999999991,10.8,95,4.76,"A",null,"A+",4.32,5.8,"1 880",1.1100000000000001]
[306,null,"1,5+2,0+2,0+4,2",1.33,1.77,1.77,3.72,null,2.78,8.6,10.84,0.53,1.8,2.35,2.41,8.24,10.74,95,4.78,"A",null,"A+",4.33,5.8,"1 872",1.1000000000000001]
[307,null,"1,5+2,0+2,0+5,0",1.23,1.64,1.64,4.0999999999999996,null,3.1,8.6,10.9,0.59,1.79,2.2599999999999998,2.71,8.1999999999999993,10.36,95,4.82,"A",null,"A+",4.3600000000000003,5.8,"1 859",1.06]
[308,null,"1,5+2,0+2,5+2,5",1.52,2.02,2.5299999999999998,2.5299999999999998,null,2.67,8.6,10.72,0.52,1.86,2.29,2.37,8.52,10.48,95,4.6500000000000004,"A",null,"A+",4.2300000000000004,5.8,"1 917",1.1200000000000001]
[309,null,"1,5+2,0+2,5+3,5",1.36,1.81,2.2599999999999998,3.17,null,2.98,8.6,10.83,0.59,1.8,2.35,2.71,8.24,10.74,95,4.78,"A",null,"A+",4.34,5.8,"1 871",1.1000000000000001]
[310,null,"1,5+2,0+2,5+4,2",1.26,1.69,2.11,3.54,null,2.98,8.6,10.84,0.57999999999999996,1.8,2.35,2.67,8.24,10.74,95,4.8,"A",null,"A+",4.3499999999999996,5.8,"1 864",1.0900000000000001]
[311,null,"1,5+2,0+2,5+5,0",1.17,1.56,1.95,3.91,null,3.1,8.6,11.09,0.59,1.79,2.33,2.71,8.1999999999999993,10.66,95,4.83,"A",null,"A+",4.38,5.8,"1 854",1.06]
[312,null,"1,5+2,0+3,5+3,5",1.23,1.64,2.87,2.87,null,3.18,8.6,10.93,0.64,1.78,2.37,2.93,8.15,10.86,95,4.84,"A",null,"A++",4.62,5.8,"1 757",1.0900000000000001]
[313,null,"1,5+2,5+2,5+2,5",1.43,2.39,2.39,2.39,null,2.77,8.6,10.73,0.55000000000000004,1.85,2.29,2.5,8.4700000000000006,10.48,95,4.66,"A",null,"A+",4.24,5.8,"1 912",1.1100000000000001]
[314,null,"1,5+2,5+2,5+3,5",1.29,2.15,2.15,3.01,null,3.08,8.6,10.92,0.62,1.79,2.38,2.84,8.1999999999999993,10.91,95,4.8099999999999996,"A",null,"A+",4.37,5.8,"1 858",1.0900000000000001]
[315,null,"1,5+2,5+2,5+4,2",1.21,2.0099999999999998,2.0099999999999998,3.38,null,2.98,8.6,11.01,0.57999999999999996,1.78,2.41,2.67,8.15,11.03,95,4.83,"A",null,"A+",4.3899999999999997,5.8,"1 848",1.0900000000000001]
[316,null,"1,5+2,5+3,5+3,5",1.17,1.95,2.74,2.74,null,3.18,8.6,11.02,0.64,1.76,2.41,2.93,8.06,11.03,95,4.9000000000000004,"A",null,"A++",4.63,5.8,"1 751",1.08]
[317,null,"2,0+2,0+2,0+2,0",2.15,2.15,2.15,2.15,null,2.4700000000000002,8.6,10.81,0.49,1.86,2.4,2.2400000000000002,8.52,10.99,95,4.63,"A",null,"A+",4.22,5.8,"1 921",1.1200000000000001]
[318,null,"2,0+2,0+2,0+2,5",2.02,2.02,2.02,2.5299999999999998,null,2.57,8.6,10.9,0.5,1.86,2.41,2.2799999999999998,8.52,11.03,95,4.6500000000000004,"A",null,"A+",4.2300000000000004,5.8,"1 917",1.1200000000000001]
[319,null,"2,0+2,0+2,0+3,5",1.81,1.81,1.81,3.17,null,2.77,8.6,11,0.54,1.79,2.42,2.4500000000000002,8.1999999999999993,11.07,95,4.83,"A",null,"A+",4.38,5.8,"1 853",1.1000000000000001]
[320,null,"2,0+2,0+2,0+4,2",1.69,1.69,1.69,3.54,null,2.78,8.6,11.01,0.53,1.8,2.42,2.41,8.24,11.07,95,4.8,"A",null,"A+",4.4000000000000004,5.8,"1 846",1.0900000000000001]
[321,null,"2,0+2,0+2,0+5,0",1.56,1.56,1.56,3.91,null,3.1,8.6,11.08,0.59,1.78,2.34,2.71,8.15,10.69,95,4.83,"A",null,"A+",4.42,5.8,"1 836",1.06]
[322,null,"2,0+2,0+2,5+2,5",1.91,1.91,2.39,2.39,null,2.67,8.6,10.91,0.52,1.85,2.36,2.37,8.4700000000000006,10.82,95,4.66,"A",null,"A+",4.24,5.8,"1 912",1.1100000000000001]
[323,null,"2,0+2,0+2,5+3,5",1.72,1.72,2.15,3.01,null,2.98,8.6,11.01,0.56000000000000005,1.78,2.42,2.58,8.15,11.07,95,4.83,"A",null,"A+",4.3899999999999997,5.8,"1 850",1.0900000000000001]
[324,null,"2,0+2,0+2,5+4,2",1.61,1.61,2.0099999999999998,3.38,null,2.98,8.6,11.01,0.56000000000000005,1.78,2.42,2.58,8.15,11.07,95,4.8499999999999996,"A",null,"A+",4.4000000000000004,5.8,"1 842",1.0900000000000001]
[325,null,"2,0+2,0+3,5+3,5",1.56,1.56,2.74,2.74,null,3.18,8.6,11.12,0.61,1.76,2.4500000000000002,2.8,8.06,11.2,95,4.9000000000000004,"A",null,"A++",4.6500000000000004,5.8,"1 745",1.08]
[326,null,"2,0+2,5+2,5+2,5",1.81,2.2599999999999998,2.2599999999999998,2.2599999999999998,null,2.77,8.6,10.91,0.54,1.84,2.36,2.4500000000000002,8.43,10.82,95,4.68,"A",null,"A+",4.26,5.8,"1 905",1.1000000000000001]
[327,null,"2,0+2,5+2,5+3,5",1.64,2.0499999999999998,2.0499999999999998,2.87,null,3.08,8.6,11.11,0.59,1.78,2.46,2.71,8.15,11.24,95,4.8499999999999996,"A",null,"A+",4.3899999999999997,5.8,"1 846",1.08]
[328,null,"2,5+2,5+2,5+2,5",2.15,2.15,2.15,2.15,null,2.88,8.6,11.1,0.54,1.84,2.38,2.4500000000000002,8.43,10.91,95,4.7,"A",null,"A+",4.2699999999999996,5.8,"1 900",1.0900000000000001]
[329,null,"2,5+2,5+2,5+3,5",1.95,1.95,1.95,2.74,null,3.18,8.6,11.11,0.6,1.79,2.37,2.75,8.1999999999999993,10.86,95,4.83,"A",null,"A+",4.42,5.8,"1 835",1.08]
[330,"4MXM80N2V1B","1,5",1.88,null,null,null,null,1.25,1.88,4.0999999999999996,0.28999999999999998,0.51,1.23,1.33,2.34,5.63,95]
[331,null,"2,0",2.46,null,null,null,null,1.28,2.46,4.26,0.3,0.66,1.29,1.38,3.01,5.9,95]
[332,null,"2,5",3.08,null,null,null,null,1.33,3.08,4.7300000000000004,0.32,0.86,1.38,1.46,3.95,6.32,95]
[333,null,"3,5",4.3099999999999996,null,null,null,null,1.45,4.3099999999999996,5.31,0.33,1.39,1.68,1.51,6.37,7.68,95]
[334,null,"4,2",5.18,null,null,null,null,1.49,5.18,6.16,0.34,1.63,1.9,1.55,7.45,8.6999999999999993,95]
[335,null,"5,0",6.15,null,null,null,null,1.86,6.15,7.4,0.43,1.74,2.77,1.95,7.99,12.68,95]
[336,null,"6,0",7.38,null,null,null,null,2.15,7.38,9,0.53,2.15,3.11,2.44,9.83,14.23,95]
[337,null,"7,1",8.74,null,null,null,null,2.4500000000000002,8.74,9.36,0.56999999999999995,2.71,3.45,2.62,12.43,15.79,95]
[338,null,"1,5+1,5",1.85,1.85,null,null,null,1.45,3.7,7.43,0.41,0.86,1.84,1.89,3.94,8.42,95,4.3099999999999996,"A",null,"A",3.88,3.27,"1 180",0.22]
[339,null,"1,5+2,0",1.84,2.46,null,null,null,1.51,4.3,7.81,0.41,1.01,2,1.89,4.63,9.15,95,4.26,"A",null,"A",3.88,3.27,"1 178",0.22]
[340,null,"1,5+2,5",1.84,3.06,null,null,null,1.65,4.9000000000000004,8,0.45,1.17,2.0699999999999998,2.06,5.36,9.4700000000000006,95,4.1900000000000004,"A",null,"A",3.89,3.27,"1 176",0.21]
[341,null,"1,5+3,5",1.83,4.2699999999999996,null,null,null,1.94,6.1,8.5500000000000007,0.52,1.64,2.36,2.37,7.51,10.8,95,3.74,"A",null,"A",3.92,3.57,"1 275",0.33]
[342,null,"1,5+4,2",1.84,5.16,null,null,null,2.14,7,8.9,0.55000000000000004,1.94,2.58,2.54,8.8800000000000008,11.81,95,3.62,"A",null,"A",3.92,3.57,"1 273",0.33]
[343,null,"1,5+5,0",1.85,6.15,null,null,null,2.38,8,10.43,0.5,2.11,2.92,2.2799999999999998,9.66,13.36,95,3.8,"A",null,"A+",4.01,4.2699999999999996,"1 489",0.63]
[344,null,"1,5+6,0",1.8,7.2,null,null,null,2.66,9,10.63,0.52,2.2999999999999998,2.68,2.37,10.53,12.27,95,3.92,"A",null,"A+",4.03,4.2699999999999996,"1 483",0.61]
[345,null,"1,5+7,1",1.67,7.93,null,null,null,2.96,9.6,10.65,0.55000000000000004,2.4700000000000002,2.52,2.5,11.31,11.56,95,3.89,"A",null,"A+",4.04,4.2699999999999996,"1 477",0.59]
[346,null,"2,0+2,0",2.4500000000000002,2.4500000000000002,null,null,null,1.65,4.9000000000000004,8,0.32,1.1599999999999999,2.3199999999999998,1.46,5.31,10.62,95,4.2300000000000004,"A",null,"A",3.87,3.27,"1 183",0.21]
[347,null,"2,0+2,5",2.44,3.06,null,null,null,1.8,5.5,8.17,0.35,1.34,2.33,1.59,6.14,10.66,95,4.13,"A",null,"A",3.87,3.27,"1 181",0.21]
[348,null,"2,0+3,5",2.44,4.26,null,null,null,2.09,6.7,8.7200000000000006,0.4,1.7,2.44,1.85,7.79,11.17,95,3.95,"A",null,"A",3.93,3.57,"1 271",0.33]
[349,null,"2,0+4,2",2.4500000000000002,5.15,null,null,null,2.2799999999999998,7.6,9.08,0.44,1.98,2.67,2.02,9.07,12.22,95,3.84,"A",null,"A",3.93,3.57,"1 269",0.33]
[350,null,"2,0+5,0",2.4300000000000002,6.07,null,null,null,2.52,8.5,10.61,0.52,2.2799999999999998,3.01,2.37,10.44,13.78,95,3.73,"A",null,"A+",4.04,4.2699999999999996,"1 479",0.63]
[351,null,"2,0+6,0",2.33,6.98,null,null,null,2.79,9.3000000000000007,10.8,0.54,2.42,2.75,2.4500000000000002,11.08,12.59,95,3.85,"A",null,"A+",4.05,4.2699999999999996,"1 474",0.61]
[352,null,"2,0+7,1",2.11,7.49,null,null,null,3.1,9.6,10.9,0.56999999999999995,2.4700000000000002,2.66,2.62,11.31,12.17,95,3.9,"A",null,"A+",4.07,4.2699999999999996,"1 468",0.59]
[353,null,"2,5+2,5",3.05,3.05,null,null,null,1.94,6.1,8.5399999999999991,0.39,1.68,2.37,1.76,7.69,10.85,95,3.64,"A",null,"A",3.88,3.27,"1 179",0.21]
[354,null,"2,5+3,5",3.04,4.26,null,null,null,2.23,7.3,9.1,0.52,2.02,2.67,2.37,9.25,12.22,95,3.62,"A",null,"A",3.94,3.57,"1 268",0.33]
[355,null,"2,5+4,2",3.06,5.14,null,null,null,2.44,8.1999999999999993,9.3699999999999992,0.54,2.2799999999999998,2.83,2.4500000000000002,10.44,12.95,95,3.6,"B",null,"A",3.95,3.57,"1 266",0.32]
[356,null,"2,5+5,0",3,6,null,null,null,2.66,9,10.7,0.54,2.5099999999999998,3.1,2.4500000000000002,11.49,14.19,95,3.59,"B",null,"A+",4.07,4.2699999999999996,"1 468",0.62]
[357,null,"2,5+6,0",2.82,6.78,null,null,null,2.94,9.6,10.9,0.55000000000000004,2.63,2.78,2.54,12.04,12.72,95,3.66,"A",null,"A+",4.08,4.2699999999999996,"1 463",0.61]
[358,null,"2,5+7,1",2.5,7.1,null,null,null,3.23,9.6,10.9,0.59,2.5,2.7,2.71,11.45,12.36,95,3.85,"A",null,"A+",4.0999999999999996,4.2699999999999996,"1 457",0.59]
[359,null,"3,5+3,5",4.25,4.25,null,null,null,2.52,8.5,9.5500000000000007,0.55000000000000004,2.4700000000000002,2.87,2.54,11.31,13.14,95,3.45,"B",null,"A+",4.04,4.2699999999999996,"1 478",0.64]
[360,null,"3,5+4,2",4.09,4.91,null,null,null,2.71,9,10.16,0.56999999999999995,2.69,3.33,2.62,12.32,15.25,95,3.35,"C",null,"A+",4.05,4.2699999999999996,"1 475",0.63]
[361,null,"3,5+5,0",3.91,5.59,null,null,null,2.94,9.5,10.92,0.57999999999999996,2.66,3.14,2.67,12.18,14.37,95,3.58,"B",null,"A+",4.04,4.97,"1 720",0.93]
[362,null,"3,5+6,0",3.54,6.06,null,null,null,3.21,9.6,11.03,0.56999999999999995,2.48,2.77,2.62,11.36,12.68,95,3.88,"A",null,"A+",4.0599999999999996,4.97,"1 714",0.91]
[363,null,"3,5+7,1",3.17,6.43,null,null,null,3.52,9.6,11.05,0.63,2.42,2.61,2.88,11.08,11.95,95,3.98,"A",null,"A+",4.07,4.97,"1 707",0.9]
[364,null,"4,2+4,2",4.75,4.75,null,null,null,2.91,9.5,9.98,0.59,2.5499999999999998,2.58,2.71,11.68,11.82,95,3.73,"A",null,"A+",4.0599999999999996,4.2699999999999996,"1 472",0.63]
[365,null,"4,2+5,0",4.38,5.22,null,null,null,3.13,9.6,10.93,0.6,2.59,3.2,2.75,11.86,14.65,95,3.71,"A",null,"A+",4.1100000000000003,4.97,"1 693",0.93]
[366,null,"4,2+6,0",3.95,5.65,null,null,null,3.41,9.6,11.05,0.61,2.39,2.8,2.8,10.94,12.81,95,4.03,"A",null,"A+",4.12,4.97,"1 686",0.91]
[367,null,"4,2+7,1",3.57,6.03,null,null,null,3.7,9.6,11.07,0.66,2.38,2.6,3.01,10.9,11.9,95,4.05,"A",null,"A+",4.1399999999999997,4.97,"1 680",0.89]
[368,null,"5,0+5,0",4.8,4.8,null,null,null,3.35,9.6,11.1,0.63,2.46,3.12,2.88,11.26,14.28,95,3.91,"A",null,"A+",4,6.23,"2 177",1.49]
[369,null,"5,0+6,0",4.3600000000000003,5.24,null,null,null,3.62,9.6,11.12,0.62,2.35,2.73,2.84,10.76,12.49,95,4.0999999999999996,"A",null,"A+",4.0199999999999996,6.23,"2 168",1.47]
[370,null,"5,0+7,1",3.97,5.63,null,null,null,3.93,9.6,11.14,0.66,2.33,2.57,3.01,10.67,11.76,95,4.13,"A",null,"A+",4.03,6.23,"2 160",1.45]
[371,null,"6,0+6,0",4.8,4.8,null,null,null,3.9,9.6,11.14,0.63,2.27,2.5499999999999998,2.88,10.39,11.67,95,4.24,"A",null,"A+",4.03,6.23,"2 164",1.47]
[372,null,"6,0+7,1",4.4000000000000004,5.2,null,null,null,4.2,9.6,11.16,0.67,2.2599999999999998,2.54,3.05,10.35,11.62,95,4.26,"A",null,"A+",4.04,6.23,"2 155",1.45]
[373,null,"7,1+7,1",4.8,4.8,null,null,null,4.51,9.6,11.2,0.73,2.2000000000000002,2.59,3.36,10.07,11.86,95,4.37,"A",null,"A+",4.04,6.23,"2 156",1.43]
[374,null,"1,5+1,5+1,5",1.83,1.83,1.83,null,null,1.8,5.5,9.9499999999999993,0.4,1.1399999999999999,2.27,1.85,5.22,10.39,95,4.83,"A",null,"A",3.92,4.57,"1 631",0.73]
[375,null,"1,5+1,5+2,0",1.83,1.83,2.44,null,null,1.94,6.1,10.130000000000001,0.41,1.32,2.35,1.89,6.05,10.76,95,4.6399999999999997,"A",null,"A",3.93,4.57,"1 626",0.72]
[376,null,"1,5+1,5+2,5",1.83,1.83,3.05,null,null,2.09,6.7,10.210000000000001,0.43,1.49,2.38,1.98,6.82,10.89,95,4.51,"A",null,"A",3.94,4.57,"1 621",0.72]
[377,null,"1,5+1,5+3,5",1.85,1.85,4.3099999999999996,null,null,2.38,8,10.32,0.47,1.88,2.5,2.15,8.61,11.44,95,4.2699999999999996,"A",null,"A",3.94,5.27,"1 871",1.02]
[378,null,"1,5+1,5+4,2",1.81,1.81,5.08,null,null,2.58,8.6999999999999993,10.32,0.49,2.15,2.5,2.2400000000000002,9.84,11.44,95,4.0599999999999996,"A",null,"A",3.95,5.27,"1 865",1.02]
[379,null,"1,5+1,5+5,0",1.74,1.74,5.81,null,null,2.79,9.3000000000000007,10.49,0.5,2.21,2.58,2.2799999999999998,10.119999999999999,11.81,95,4.22,"A",null,"A+",4.04,6.23,"2 155",1.43]
[380,null,"1,5+1,5+6,0",1.58,1.58,6.33,null,null,3.07,9.5,11.14,0.51,2.2000000000000002,2.61,2.3199999999999998,10.07,11.95,95,4.33,"A",null,"A+",4.08,6.23,"2 138",1.41]
[381,null,"1,5+1,5+7,1",1.43,1.43,6.75,null,null,3.38,9.6,11.17,0.54,2.21,2.6,2.4500000000000002,10.119999999999999,11.91,95,4.3499999999999996,"A",null,"A+",4.1100000000000003,6.23,"2 122",1.4]
[382,null,"1,5+2,0+2,0",1.83,2.44,2.44,null,null,2.09,6.7,10.29,0.43,1.49,2.42,1.98,6.82,11.08,95,4.51,"A",null,"A",3.93,4.57,"1 624",0.72]
[383,null,"1,5+2,0+2,5",1.83,2.4300000000000002,3.04,null,null,2.23,7.3,10.39,0.45,1.68,2.4500000000000002,2.06,7.69,11.21,95,4.37,"A",null,"A",3.96,4.57,"1 615",0.72]
[384,null,"1,5+2,0+3,5",1.82,2.4300000000000002,4.25,null,null,2.52,8.5,10.48,0.49,2.06,2.59,2.2400000000000002,9.43,11.85,95,4.1399999999999997,"A",null,"A",3.94,5.27,"1 869",1.02]
[385,null,"1,5+2,0+4,2",1.75,2.34,4.91,null,null,2.71,9,10.49,0.51,2.2200000000000002,2.58,2.3199999999999998,10.17,11.81,95,4.0599999999999996,"A",null,"A",3.96,5.27,"1 863",1.01]
[386,null,"1,5+2,0+5,0",1.69,2.2599999999999998,5.65,null,null,2.94,9.6,10.91,0.52,2.34,2.65,2.37,10.71,12.13,95,4.12,"A",null,"A+",4.05,6.23,"2 153",1.43]
[387,null,"1,5+2,0+6,0",1.52,2.02,6.06,null,null,3.21,9.6,11.14,0.53,2.2200000000000002,2.61,2.41,10.17,11.95,95,4.33,"A",null,"A+",4.08,6.23,"2 136",1.41]
[388,null,"1,5+2,0+7,1",1.36,1.81,6.43,null,null,3.52,9.6,11.17,0.56000000000000005,2.21,2.6,2.58,10.119999999999999,11.91,95,4.3499999999999996,"A",null,"A+",4.1100000000000003,6.23,"2 120",1.39]
[389,null,"1,5+2,5+2,5",1.85,3.08,3.08,null,null,2.38,8,10.5,0.47,1.95,2.4500000000000002,2.15,8.93,11.21,95,4.1100000000000003,"A",null,"A",3.97,4.57,"1 610",0.71]
[390,null,"1,5+2,5+3,5",1.8,3,4.2,null,null,2.66,9,10.61,0.51,2.2200000000000002,2.58,2.3199999999999998,10.17,11.81,95,4.07,"A",null,"A",3.97,5.27,"1 858",1.01]
[391,null,"1,5+2,5+4,2",1.76,2.93,4.92,null,null,2.86,9.6,10.61,0.53,2.42,2.58,2.41,11.08,11.81,95,3.97,"A",null,"A",3.98,5.27,"1 852",1.01]
[392,null,"1,5+2,5+5,0",1.6,2.67,5.33,null,null,3.07,9.6,11.03,0.54,2.34,2.65,2.4500000000000002,10.71,12.13,95,4.12,"A",null,"A+",4.07,6.23,"2 140",1.43]
[393,null,"1,5+2,5+6,0",1.44,2.4,5.76,null,null,3.35,9.6,11.14,0.55000000000000004,2.2200000000000002,2.61,2.5,10.17,11.95,95,4.33,"A",null,"A+",4.0999999999999996,6.23,"2 124",1.41]
[394,null,"1,5+2,5+7,1",1.3,2.16,6.14,null,null,3.65,9.6,11.17,0.57999999999999996,2.21,2.6,2.67,10.119999999999999,11.91,95,4.3499999999999996,"A",null,"A+",4.13,6.23,"2 108",1.39]
[395,null,"1,5+3,5+3,5",1.69,3.95,3.95,null,null,2.94,9.6,10.62,0.55000000000000004,2.38,2.58,2.54,10.9,11.81,95,4.05,"A",null,"A+",4.01,6.23,"2 173",1.44]
[396,null,"1,5+3,5+4,2",1.57,3.65,4.38,null,null,3.13,9.6,10.77,0.56999999999999995,2.38,2.73,2.62,10.9,12.48,95,4.05,"A",null,"A+",4.01,6.23,"2 174",1.43]
[397,null,"1,5+3,5+5,0",1.44,3.36,4.8,null,null,3.35,9.6,10.96,0.56999999999999995,2.34,2.6,2.62,10.71,11.9,95,4.12,"A",null,"A+",4.05,6.23,"2 149",1.42]
[398,null,"1,5+3,5+6,0",1.31,3.05,5.24,null,null,3.62,9.6,11.15,0.57999999999999996,2.2200000000000002,2.61,2.67,10.17,11.95,95,4.33,"A",null,"A+",4.08,6.23,"2 133",1.4]
[399,null,"1,5+3,5+7,1",1.19,2.78,5.63,null,null,3.93,9.6,11.18,0.62,2.21,2.59,2.84,10.119999999999999,11.86,95,4.3499999999999996,"A",null,"A+",4.1100000000000003,6.23,"2 117",1.38]
[400,null,"1,5+4,2+4,2",1.45,4.07,4.07,null,null,3.33,9.6,10.78,0.59,2.38,2.73,2.71,10.9,12.48,95,4.05,"A",null,"A+",4.01,6.23,"2 174",1.43]
[401,null,"1,5+4,2+5,0",1.35,3.77,4.49,null,null,3.54,9.6,11.02,0.62,2.34,2.68,2.84,10.71,12.27,95,4.12,"A",null,"A+",4.07,6.23,"2 142",1.42]
[402,null,"1,5+4,2+6,0",1.23,3.45,4.92,null,null,3.81,9.6,11.15,0.6,2.2200000000000002,2.6,2.75,10.17,11.91,95,4.33,"A",null,"A+",4.0999999999999996,6.23,"2 126",1.4]
[403,null,"1,5+4,2+7,1",1.1299999999999999,3.15,5.33,null,null,4.12,9.6,11.19,0.67,2.21,2.59,3.05,10.119999999999999,11.86,95,4.3499999999999996,"A",null,"A+",4.13,6.23,"2 111",1.38]
[404,null,"1,5+5,0+5,0",1.25,4.17,4.17,null,null,3.76,9.6,11.04,0.62,2.25,2.64,2.84,10.3,12.08,95,4.2699999999999996,"A",null,"A+",4.08,6.23,"2 135",1.41]
[405,null,"1,5+5,0+6,0",1.1499999999999999,3.84,4.6100000000000003,null,null,4.04,9.6,11.28,0.63,2.14,2.61,2.88,9.8000000000000007,11.95,95,4.5,"A",null,"A+",4.1100000000000003,6.23,"2 119",1.4]
[406,null,"1,5+5,0+7,1",1.06,3.53,5.01,null,null,4.3499999999999996,9.6,11.32,0.67,2.13,2.6,3.05,9.75,11.91,95,4.5199999999999996,"A",null,"A+",4.1399999999999997,6.23,"2 104",1.38]
[407,null,"1,5+6,0+6,0",1.07,4.2699999999999996,4.2699999999999996,null,null,4.3099999999999996,9.6,11.52,0.64,2.0699999999999998,2.5299999999999998,2.93,9.48,11.6,95,4.6500000000000004,"A",null,"A+",4.12,6.23,"2 113",1.39]
[408,null,"2,0+2,0+2,0",2.5,2.5,2.5,null,null,2.23,7.5,10.47,0.45,1.73,2.4900000000000002,2.06,7.92,11.4,95,4.34,"A",null,"A",3.89,4.57,"1 644",0.71]
[409,null,"2,0+2,0+2,5",2.46,2.46,3.08,null,null,2.38,8,10.55,0.47,1.87,2.5299999999999998,2.15,8.56,11.58,95,4.28,"A",null,"A",3.9,4.57,"1 638",0.7]
[410,null,"2,0+2,0+3,5",2.4,2.4,4.2,null,null,2.66,9,10.66,0.51,2.21,2.66,2.3199999999999998,10.119999999999999,12.17,95,4.08,"A",null,"A",3.91,5.37,"1 919",1.04]
[411,null,"2,0+2,0+4,2",2.29,2.29,4.8099999999999996,null,null,2.86,9.4,10.66,0.53,2.41,2.62,2.41,11.03,11.99,95,3.91,"A",null,"A",3.93,5.37,"1 913",1.04]
[412,null,"2,0+2,0+5,0",2.13,2.13,5.33,null,null,3.07,9.6,10.9,0.54,2.38,2.73,2.4500000000000002,10.9,12.49,95,4.05,"A",null,"A+",4.01,6.23,"2 172",1.41]
[413,null,"2,0+2,0+6,0",1.92,1.92,5.76,null,null,3.35,9.6,11.14,0.55000000000000004,2.2599999999999998,2.61,2.5,10.35,11.95,95,4.25,"A",null,"A+",4.04,6.23,"2 156",1.4]
[414,null,"2,0+2,0+7,1",1.73,1.73,6.14,null,null,3.65,9.6,11.17,0.57999999999999996,2.25,2.6,2.67,10.3,11.91,95,4.2699999999999996,"A",null,"A+",4.07,6.23,"2 140",1.38]
[415,null,"2,0+2,5+2,5",2.4300000000000002,3.04,3.04,null,null,2.52,8.5,10.57,0.49,2.1,2.62,2.2400000000000002,9.6199999999999992,11.99,95,4.07,"A",null,"A",3.93,4.7699999999999996,"1 697",0.79]
[416,null,"2,0+2,5+3,5",2.33,2.91,4.07,null,null,2.79,9.3000000000000007,10.66,0.53,2.39,2.66,2.41,10.94,12.17,95,3.9,"A",null,"A",3.95,5.37,"1 902",1.04]
[417,null,"2,0+2,5+4,2",2.21,2.76,4.63,null,null,2.99,9.6,10.67,0.55000000000000004,2.5,2.64,2.54,11.45,12.08,95,3.85,"A",null,"A",3.96,5.37,"1 896",1.04]
[418,null,"2,0+2,5+5,0",2.02,2.5299999999999998,5.05,null,null,3.21,9.6,11.09,0.55000000000000004,2.34,2.76,2.54,10.71,12.63,95,4.12,"A",null,"A+",4.05,6.23,"2 152",1.41]
[419,null,"2,0+2,5+6,0",1.83,2.29,5.49,null,null,3.49,9.6,11.14,0.56000000000000005,2.2200000000000002,2.61,2.58,10.17,11.95,95,4.33,"A",null,"A+",4.08,6.23,"2 137",1.39]
[420,null,"2,0+2,5+7,1",1.66,2.0699999999999998,5.88,null,null,3.79,9.6,11.17,0.6,2.21,2.6,2.75,10.119999999999999,11.91,95,4.3499999999999996,"A",null,"A+",4.1100000000000003,6.23,"2 121",1.37]
[421,null,"2,0+3,5+3,5",2.13,3.73,3.73,null,null,3.07,9.6,10.76,0.55000000000000004,2.38,2.73,2.54,10.9,12.48,95,4.05,"A",null,"A+",4.0999999999999996,6.23,"2 124",1.42]
[422,null,"2,0+3,5+4,2",1.98,3.46,4.16,null,null,3.26,9.6,10.77,0.59,2.38,2.73,2.71,10.9,12.48,95,4.05,"A",null,"A+",4.1100000000000003,6.23,"2 118",1.42]
[423,null,"2,0+3,5+5,0",1.83,3.2,4.57,null,null,3.49,9.6,11.14,0.59,2.34,2.83,2.71,10.71,12.95,95,4.12,"A",null,"A+",4.17,6.23,"2 088",1.41]
[424,null,"2,0+3,5+6,0",1.67,2.92,5.01,null,null,3.76,9.6,11.15,0.6,2.2200000000000002,2.61,2.75,10.17,11.95,95,4.33,"A",null,"A+",4.2,6.23,"2 073",1.39]
[425,null,"2,0+3,5+7,1",1.52,2.67,5.41,null,null,4.07,9.6,11.18,0.65,2.21,2.59,2.97,10.119999999999999,11.86,95,4.3499999999999996,"A",null,"A+",4.2300000000000004,6.23,"2 058",1.37]
[426,null,"2,0+4,2+4,2",1.85,3.88,3.88,null,null,3.46,9.6,10.78,0.61,2.38,2.73,2.8,10.9,12.48,95,4.05,"A",null,"A+",4.13,6.23,"2 111",1.41]
[427,null,"2,0+4,2+5,0",1.71,3.6,4.29,null,null,3.68,9.6,10.91,0.64,2.34,2.68,2.93,10.71,12.26,95,4.12,"A",null,"A+",4.1900000000000004,6.23,"2 081",1.4]
[428,null,"2,0+4,2+6,0",1.57,3.3,4.72,null,null,3.96,9.6,11.15,0.63,2.2200000000000002,2.6,2.88,10.17,11.91,95,4.33,"A",null,"A+",4.22,6.23,"2 066",1.38]
[429,null,"2,0+4,2+7,1",1.44,3.03,5.12,null,null,4.26,9.6,11.19,0.69,2.21,2.59,3.14,10.119999999999999,11.86,95,4.3499999999999996,"A",null,"A+",4.25,6.23,"2 052",1.37]
[430,null,"2,0+5,0+5,0",1.6,4,4,null,null,3.9,9.6,11.04,0.64,2.25,2.64,2.93,10.3,12.08,95,4.2699999999999996,"A",null,"A+",4.2,6.23,"2 075",1.4]
[431,null,"2,0+5,0+6,0",1.48,3.69,4.43,null,null,4.17,9.6,11.28,0.65,2.14,2.61,2.97,9.8000000000000007,11.95,95,4.5,"A",null,"A+",4.2300000000000004,6.23,"2 060",1.38]
[432,null,"2,0+5,0+7,1",1.36,3.4,4.83,null,null,4.4800000000000004,9.6,11.32,0.7,2.13,2.6,3.18,9.75,11.91,95,4.5199999999999996,"A",null,"A+",4.26,6.23,"2 046",1.36]
[433,null,"2,0+6,0+6,0",1.37,4.1100000000000003,4.1100000000000003,null,null,4.45,9.6,11.52,0.66,2.0699999999999998,2.5299999999999998,3.01,9.48,11.6,95,4.6500000000000004,"A",null,"A+",4.24,6.23,"2 054",1.38]
[434,null,"2,5+2,5+2,5",3.2,3.2,3.2,null,null,2.66,9.6,10.7,0.51,2.4900000000000002,2.65,2.3199999999999998,11.4,12.13,95,3.86,"A",null,"A+",4.04,4.7699999999999996,"1 651",0.77]
[435,null,"2,5+2,5+3,5",2.82,2.82,3.95,null,null,2.94,9.6,10.9,0.55000000000000004,2.46,2.73,2.54,11.26,12.49,95,3.91,"A",null,"A+",4.0599999999999996,5.37,"1 850",1.03]
[436,null,"2,5+2,5+4,2",2.61,2.61,4.38,null,null,3.13,9.6,11.02,0.56999999999999995,2.44,2.93,2.62,11.17,13.4,95,3.94,"A",null,"A+",4.07,5.37,"1 844",1.02]
[437,null,"2,5+2,5+5,0",2.4,2.4,4.8,null,null,3.35,9.6,11.1,0.56999999999999995,2.35,2.79,2.62,10.76,12.77,95,4.0999999999999996,"A",null,"A+",4.1500000000000004,6.23,"2 100",1.4]
[438,null,"2,5+2,5+6,0",2.1800000000000002,2.1800000000000002,5.24,null,null,3.62,9.6,11.14,0.57999999999999996,2.2599999999999998,2.61,2.67,10.35,11.95,95,4.25,"A",null,"A+",4.18,6.23,"2 084",1.38]
[439,null,"2,5+2,5+7,1",1.98,1.98,5.63,null,null,3.93,9.6,11.17,0.62,2.2599999999999998,2.6,2.84,10.35,11.91,95,4.25,"A",null,"A+",4.21,6.23,"2 069",1.36]
[440,null,"2,5+3,5+3,5",2.5299999999999998,3.54,3.54,null,null,3.21,9.6,11.03,0.56999999999999995,2.41,2.73,2.62,11.03,12.49,95,4,"A",null,"A+",4.0999999999999996,6.23,"2 124",1.41]
[441,null,"2,5+3,5+4,2",2.35,3.29,3.95,null,null,3.41,9.6,11.04,0.61,2.39,2.72,2.8,10.94,12.45,95,4.03,"A",null,"A+",4.1100000000000003,6.23,"2 118",1.4]
[442,null,"2,5+3,5+5,0",2.1800000000000002,3.05,4.3600000000000003,null,null,3.62,9.6,11.1,0.62,2.2999999999999998,2.75,2.84,10.53,12.59,95,4.1900000000000004,"A",null,"A+",4.17,6.23,"2 087",1.39]
[443,null,"2,5+3,5+6,0",2,2.8,4.8,null,null,3.9,9.6,11.15,0.63,2.25,2.61,2.88,10.3,11.95,95,4.2699999999999996,"A",null,"A+",4.2,6.23,"2 072",1.37]
[444,null,"2,5+3,5+7,1",1.83,2.56,5.2,null,null,4.2,9.6,11.18,0.67,2.21,2.59,3.05,10.119999999999999,11.86,95,4.3499999999999996,"A",null,"A+",4.2300000000000004,6.23,"2 058",1.35]
[445,null,"2,5+4,2+4,2",2.2000000000000002,3.7,3.7,null,null,3.6,9.6,11.04,0.64,2.37,2.72,2.93,10.85,12.45,95,4.0599999999999996,"A",null,"A+",4.13,6.23,"2 111",1.4]
[446,null,"2,5+4,2+5,0",2.0499999999999998,3.45,4.0999999999999996,null,null,3.81,9.6,11.1,0.66,2.2799999999999998,2.57,3.01,10.44,11.76,95,4.22,"A",null,"A+",4.1900000000000004,6.23,"2 081",1.39]
[447,null,"2,5+4,2+6,0",1.89,3.17,4.54,null,null,4.09,9.6,11.15,0.65,2.2400000000000002,2.6,2.97,10.26,11.91,95,4.3,"A",null,"A+",4.22,6.23,"2 066",1.37]
[448,null,"2,5+4,2+7,1",1.74,2.92,4.9400000000000004,null,null,4.4000000000000004,9.6,11.19,0.71,2.2000000000000002,2.59,3.27,10.07,11.86,95,4.38,"A",null,"A+",4.25,6.23,"2 052",1.35]
[449,null,"2,5+5,0+5,0",1.92,3.84,3.84,null,null,4.04,9.6,11.04,0.67,2.2599999999999998,2.64,3.05,10.35,12.08,95,4.25,"A",null,"A+",4.2,6.23,"2 074",1.38]
[450,null,"2,5+5,0+6,0",1.78,3.56,4.2699999999999996,null,null,4.3099999999999996,9.6,11.28,0.68,2.1800000000000002,2.61,3.1,9.98,11.95,95,4.42,"A",null,"A+",4.2300000000000004,6.23,"2 059",1.37]
[451,null,"2,5+6,0+6,0",1.66,3.97,3.97,null,null,4.59,9.6,11.52,0.68,2.11,2.5299999999999998,3.1,9.66,11.6,95,4.57,"A",null,"A+",4.2699999999999996,6.23,"2 042",1.36]
[452,null,"3,5+3,5+3,5",3.2,3.2,3.2,null,null,3.49,9.6,11.09,0.61,2.42,2.8,2.8,11.08,12.81,95,3.97,"A",null,"A+",4.13,6.23,"2 107",1.38]
[453,null,"3,5+3,5+4,2",3,3,3.6,null,null,3.68,9.6,11.09,0.66,2.4,2.61,3.01,10.99,11.95,95,4,"A",null,"A+",4.1500000000000004,6.23,"2 101",1.38]
[454,null,"3,5+3,5+5,0",2.8,2.8,4,null,null,3.9,9.6,11.1,0.66,2.37,2.57,3.01,10.85,11.76,95,4.0599999999999996,"A",null,"A+",4.21,6.23,"2 072",1.37]
[455,null,"3,5+3,5+6,0",2.58,2.58,4.43,null,null,4.17,9.6,11.15,0.67,2.2200000000000002,2.6,3.05,10.17,11.91,95,4.33,"A",null,"A+",4.24,6.23,"2 057",1.35]
[456,null,"3,5+3,5+7,1",2.38,2.38,4.83,null,null,4.4800000000000004,9.6,11.19,0.71,2.21,2.59,3.27,10.119999999999999,11.86,95,4.3499999999999996,"A",null,"A+",4.26,6.23,"2 043",1.33]
[457,null,"3,5+4,2+4,2",2.82,3.39,3.39,null,null,3.88,9.6,10.8,0.68,2.38,2.72,3.1,10.9,12.43,95,4.05,"A",null,"A+",4.16,6.23,"2 094",1.37]
[458,null,"3,5+4,2+5,0",2.65,3.17,3.78,null,null,4.09,9.6,10.92,0.71,2.35,2.68,3.23,10.76,12.26,95,4.0999999999999996,"A",null,"A+",4.22,6.23,"2 065",1.36]
[459,null,"3,5+4,2+6,0",2.4500000000000002,2.94,4.2,null,null,4.37,9.6,11.16,0.7,2.21,2.6,3.18,10.119999999999999,11.91,95,4.3499999999999996,"A",null,"A+",4.25,6.23,"2 051",1.34]
[460,null,"3,5+5,0+5,0",2.4900000000000002,3.56,3.56,null,null,4.3099999999999996,9.6,11.06,0.71,2.25,2.64,3.27,10.3,12.08,95,4.2699999999999996,"A",null,"A+",4.2699999999999996,6.23,"2 039",1.36]
[461,null,"3,5+5,0+6,0",2.3199999999999998,3.31,3.97,null,null,4.59,9.6,11.29,0.72,2.14,2.61,3.31,9.8000000000000007,11.95,95,4.5,"A",null,"A+",4.3,6.23,"2 025",1.34]
[462,null,"4,2+4,2+4,2",3.2,3.2,3.2,null,null,4.07,9.6,10.8,0.71,2.36,2.72,3.23,10.81,12.43,95,4.07,"A",null,"A+",4.24,6.23,"2 056",1.37]
[463,null,"4,2+4,2+5,0",3.01,3.01,3.58,null,null,4.28,9.6,10.93,0.73,2.33,2.68,3.36,10.67,12.26,95,4.13,"A",null,"A+",4.3,6.23,"2 028",1.36]
[464,null,"4,2+4,2+6,0",2.8,2.8,4,null,null,4.5599999999999996,9.6,11.17,0.74,2.21,2.6,3.4,10.119999999999999,11.91,95,4.3499999999999996,"A",null,"A+",4.33,6.23,"2 014",1.34]
[465,null,"4,2+5,0+5,0",2.84,3.38,3.38,null,null,4.51,9.6,11.07,0.76,2.2400000000000002,2.63,3.48,10.26,12.04,95,4.29,"A",null,"A+",4.33,6.23,"2 014",1.35]
[466,null,"1,5+1,5+1,5+1,5",1.83,1.83,1.83,1.83,null,2.23,7.3,10.1,0.39,1.61,2.13,1.76,7.37,9.75,95,4.5599999999999996,"A",null,"A+",4.04,6.23,"2 157",1.4]
[467,null,"1,5+1,5+1,5+2,0",1.85,1.85,1.85,2.46,null,2.38,8,10.28,0.39,1.81,2.2000000000000002,1.81,8.2899999999999991,10.07,95,4.43,"A",null,"A+",4.04,6.23,"2 159",1.39]
[468,null,"1,5+1,5+1,5+2,5",1.82,1.82,1.82,3.04,null,2.52,8.5,10.39,0.41,1.95,2.21,1.89,8.93,10.11,95,4.37,"A",null,"A+",4.05,6.23,"2 151",1.39]
[469,null,"1,5+1,5+1,5+3,5",1.74,1.74,1.74,4.07,null,2.79,9.3000000000000007,10.59,0.45,2.13,2.41,2.06,9.75,11.03,95,4.37,"A",null,"A+",4.08,6.23,"2 134",1.38]
[470,null,"1,5+1,5+1,5+4,2",1.66,1.66,1.66,4.63,null,2.99,9.6,11.16,0.48,2.21,2.6,2.19,10.119999999999999,11.91,95,4.3499999999999996,"A",null,"A+",4.0999999999999996,6.23,"2 126",1.38]
[471,null,"1,5+1,5+1,5+5,0",1.52,1.52,1.52,5.05,null,3.21,9.6,11.29,0.49,2.14,2.61,2.2400000000000002,9.8000000000000007,11.95,95,4.5,"A",null,"A+",4.17,6.23,"2 089",1.37]
[472,null,"1,5+1,5+1,5+6,0",1.37,1.37,1.37,5.49,null,3.49,9.6,11.53,0.49,2.06,2.5299999999999998,2.2400000000000002,9.43,11.6,95,4.67,"A",null,"A+",4.2,6.23,"2 072",1.36]
[473,null,"1,5+1,5+1,5+7,1",1.24,1.24,1.24,5.88,null,3.79,9.6,11.56,0.53,2.0499999999999998,2.52,2.41,9.39,11.56,95,4.6900000000000004,"A",null,"A+",4.24,6.23,"2 056",1.36]
[474,null,"1,5+1,5+2,0+2,0",1.82,1.82,2.4300000000000002,2.4300000000000002,null,2.52,8.5,10.47,0.41,1.99,2.27,1.89,9.11,10.39,95,4.28,"A",null,"A+",4.1399999999999997,6.23,"2 106",1.39]
[475,null,"1,5+1,5+2,0+2,5",1.8,1.8,2.4,3,null,2.66,9,10.57,0.43,2.14,2.31,1.98,9.8000000000000007,10.57,95,4.22,"A",null,"A+",4.1500000000000004,6.23,"2 098",1.38]
[476,null,"1,5+1,5+2,0+3,5",1.69,1.69,2.2599999999999998,3.95,null,2.94,9.6,10.67,0.49,2.2200000000000002,2.2999999999999998,2.2400000000000002,10.17,10.53,95,4.33,"A",null,"A+",4.18,6.23,"2 082",1.38]
[477,null,"1,5+1,5+2,0+4,2",1.57,1.57,2.09,4.38,null,3.13,9.6,11.16,0.5,2.21,2.6,2.2799999999999998,10.119999999999999,11.91,95,4.3499999999999996,"A",null,"A+",4.2,6.23,"2 075",1.37]
[478,null,"1,5+1,5+2,0+5,0",1.44,1.44,1.92,4.8,null,3.35,9.6,11.29,0.51,2.14,2.61,2.3199999999999998,9.8000000000000007,11.95,95,4.5,"A",null,"A+",4.2699999999999996,6.23,"2 041",1.36]
[479,null,"1,5+1,5+2,0+6,0",1.31,1.31,1.75,5.24,null,3.62,9.6,11.53,0.51,2.06,2.5299999999999998,2.3199999999999998,9.43,11.6,95,4.67,"A",null,"A+",4.3,6.23,"2 025",1.36]
[480,null,"1,5+1,5+2,0+7,1",1.19,1.19,1.59,5.63,null,3.93,9.6,11.56,0.55000000000000004,2.0499999999999998,2.52,2.5,9.39,11.56,95,4.6900000000000004,"A",null,"A+",4.34,6.23,"2 009",1.35]
[481,null,"1,5+1,5+2,5+2,5",1.8,1.8,3,3,null,2.79,9.6,10.58,0.45,2.21,2.41,2.06,10.119999999999999,11.03,95,4.3499999999999996,"A",null,"A+",4.17,6.23,"2 089",1.38]
[482,null,"1,5+1,5+2,5+3,5",1.6,1.6,2.67,3.73,null,3.07,9.6,11.15,0.51,2.2200000000000002,2.6,2.3199999999999998,10.17,11.91,95,4.33,"A",null,"A+",4.2,6.23,"2 074",1.37]
[483,null,"1,5+1,5+2,5+4,2",1.48,1.48,2.4700000000000002,4.16,null,3.26,9.6,11.16,0.52,2.21,2.6,2.37,10.119999999999999,11.91,95,4.3499999999999996,"A",null,"A+",4.22,6.23,"2 066",1.37]
[484,null,"1,5+1,5+2,5+5,0",1.37,1.37,2.29,4.57,null,3.49,9.6,11.29,0.53,2.14,2.61,2.41,9.8000000000000007,11.95,95,4.5,"A",null,"A+",4.29,6.23,"2 032",1.36]
[485,null,"1,5+1,5+2,5+6,0",1.25,1.25,2.09,5.01,null,3.76,9.6,11.53,0.54,2.06,2.5299999999999998,2.4500000000000002,9.43,11.6,95,4.67,"A",null,"A+",4.32,6.23,"2 017",1.35]
[486,null,"1,5+1,5+2,5+7,1",1.1399999999999999,1.1399999999999999,1.9,5.41,null,4.07,9.6,11.56,0.57999999999999996,2.0499999999999998,2.52,2.67,9.39,11.56,95,4.6900000000000004,"A",null,"A+",4.3499999999999996,6.23,"2 001",1.35]
[487,null,"1,5+1,5+3,5+3,5",1.44,1.44,3.36,3.36,null,3.35,9.6,11.16,0.55000000000000004,2.21,2.6,2.5,10.119999999999999,11.91,95,4.3499999999999996,"A",null,"A+",4.22,6.23,"2 066",1.37]
[488,null,"1,5+1,5+3,5+4,2",1.35,1.35,3.14,3.77,null,3.54,9.6,11.17,0.56000000000000005,2.21,2.6,2.58,10.119999999999999,11.91,95,4.3499999999999996,"A",null,"A+",4.2300000000000004,6.23,"2 058",1.37]
[489,null,"1,5+1,5+3,5+5,0",1.25,1.25,2.92,4.17,null,3.76,9.6,11.29,0.57999999999999996,2.13,2.6,2.67,9.75,11.91,95,4.5199999999999996,"A",null,"A+",4.3,6.23,"2 024",1.35]
[490,null,"1,5+1,5+3,5+6,0",1.1499999999999999,1.1499999999999999,2.69,4.6100000000000003,null,4.04,9.6,11.53,0.56999999999999995,2.06,2.52,2.62,9.43,11.56,95,4.67,"A",null,"A+",4.34,6.23,"2 009",1.35]
[491,null,"1,5+1,5+3,5+7,1",1.06,1.06,2.4700000000000002,5.01,null,4.3499999999999996,9.6,11.58,0.63,2.0499999999999998,2.52,2.88,9.39,11.51,95,4.6900000000000004,"A",null,"A+",4.37,6.23,"1 994",1.35]
[492,null,"1,5+1,5+4,2+4,2",1.26,1.26,3.54,3.54,null,3.73,9.6,11.18,0.6,2.21,2.59,2.75,10.119999999999999,11.86,95,4.3499999999999996,"A",null,"A+",4.25,6.23,"2 050",1.36]
[493,null,"1,5+1,5+4,2+5,0",1.18,1.18,3.3,3.93,null,3.96,9.6,11.3,0.6,2.13,2.6,2.75,9.75,11.91,95,4.5199999999999996,"A",null,"A+",4.32,6.23,"2 017",1.35]
[494,null,"1,5+1,5+4,2+6,0",1.0900000000000001,1.0900000000000001,3.05,4.3600000000000003,null,4.2300000000000004,9.6,11.54,0.61,2.06,2.52,2.8,9.43,11.56,95,4.67,"A",null,"A+",4.3499999999999996,6.23,"2 001",1.35]
[495,null,"1,5+1,5+4,2+7,1",1.01,1.01,2.82,4.7699999999999996,null,4.54,9.6,11.58,0.65,2.0499999999999998,2.52,2.97,9.39,11.51,95,4.6900000000000004,"A",null,"A+",4.3899999999999997,6.23,"1 986",1.34]
[496,null,"1,5+1,5+5,0+5,0",1.1100000000000001,1.1100000000000001,3.69,3.69,null,4.17,9.6,11.44,0.63,2.09,2.56,2.88,9.57,11.73,95,4.6100000000000003,"A",null,"A+",4.34,6.23,"2 009",1.35]
[497,null,"1,5+1,5+5,0+6,0",1.03,1.03,3.43,4.1100000000000003,null,4.45,9.6,11.68,0.63,1.97,2.4900000000000002,2.88,9.02,11.38,95,4.88,"A",null,"A+",4.37,6.23,"1 993",1.34]
[498,null,"1,5+2,0+2,0+2,0",1.9,2.5299999999999998,2.5299999999999998,2.5299999999999998,null,2.66,9.5,10.66,0.43,2.2599999999999998,2.35,1.98,10.35,10.76,95,4.21,"A",null,"A+",4.0999999999999996,6.23,"2 125",1.38]
[499,null,"1,5+2,0+2,0+2,5",1.8,2.4,2.4,3,null,2.79,9.6,10.75,0.45,2.2599999999999998,2.36,2.06,10.35,10.8,95,4.25,"A",null,"A+",4.1100000000000003,6.23,"2 122",1.38]
[500,null,"1,5+2,0+2,0+3,5",1.6,2.13,2.13,3.73,null,3.07,9.6,11.15,0.51,2.25,2.6,2.3199999999999998,10.3,11.91,95,4.28,"A",null,"A+",4.12,6.23,"2 116",1.37]
[501,null,"1,5+2,0+2,0+4,2",1.48,1.98,1.98,4.16,null,3.26,9.6,11.16,0.52,2.23,2.6,2.37,10.210000000000001,11.91,95,4.3099999999999996,"A",null,"A+",4.12,6.23,"2 113",1.37]
[502,null,"1,5+2,0+2,0+5,0",1.37,1.83,1.83,4.57,null,3.49,9.6,11.29,0.53,2.14,2.61,2.41,9.8000000000000007,11.95,95,4.5,"A",null,"A+",4.1900000000000004,6.23,"2 078",1.35]
[503,null,"1,5+2,0+2,0+6,0",1.25,1.67,1.67,5.01,null,3.76,9.6,11.53,0.54,2.06,2.5299999999999998,2.4500000000000002,9.43,11.6,95,4.67,"A",null,"A+",4.2300000000000004,6.23,"2 061",1.35]
[504,null,"1,5+2,0+2,0+7,1",1.1399999999999999,1.52,1.52,5.41,null,4.07,9.6,11.56,0.57999999999999996,2.0499999999999998,2.52,2.67,9.39,11.56,95,4.6900000000000004,"A",null,"A+",4.26,6.23,"2 045",1.35]
[505,null,"1,5+2,0+2,5+2,5",1.69,2.2599999999999998,2.82,2.82,null,2.94,9.6,10.75,0.49,2.2200000000000002,2.31,2.2400000000000002,10.17,10.57,95,4.33,"A",null,"A+",4.0999999999999996,6.23,"2 128",1.37]
[506,null,"1,5+2,0+2,5+3,5",1.52,2.02,2.5299999999999998,3.54,null,3.21,9.6,11.15,0.53,2.2200000000000002,2.6,2.41,10.17,11.91,95,4.33,"A",null,"A+",4.13,6.23,"2 112",1.37]
[507,null,"1,5+2,0+2,5+4,2",1.41,1.88,2.35,3.95,null,3.41,9.6,11.16,0.55000000000000004,2.21,2.6,2.5,10.119999999999999,11.91,95,4.3499999999999996,"A",null,"A+",4.1399999999999997,6.23,"2 104",1.36]
[508,null,"1,5+2,0+2,5+5,0",1.31,1.75,2.1800000000000002,4.3600000000000003,null,3.62,9.6,11.29,0.56000000000000005,2.14,2.61,2.58,9.8000000000000007,11.95,95,4.5,"A",null,"A+",4.21,6.23,"2 069",1.35]
[509,null,"1,5+2,0+2,5+6,0",1.2,1.6,2,4.8,null,3.9,9.6,11.53,0.55000000000000004,2.06,2.5299999999999998,2.54,9.43,11.6,95,4.67,"A",null,"A+",4.24,6.23,"2 053",1.35]
[510,null,"1,5+2,0+2,5+7,1",1.1000000000000001,1.47,1.83,5.2,null,4.2,9.6,11.56,0.61,2.0499999999999998,2.52,2.8,9.39,11.56,95,4.6900000000000004,"A",null,"A+",4.28,6.23,"2 038",1.34]
[511,null,"1,5+2,0+3,5+3,5",1.37,1.83,3.2,3.2,null,3.49,9.6,11.16,0.56000000000000005,2.21,2.6,2.58,10.119999999999999,11.91,95,4.3499999999999996,"A",null,"A+",4.1399999999999997,6.23,"2 103",1.36]
[512,null,"1,5+2,0+3,5+4,2",1.29,1.71,3,3.6,null,3.68,9.6,11.17,0.57999999999999996,2.21,2.6,2.67,10.119999999999999,11.91,95,4.3499999999999996,"A",null,"A+",4.16,6.23,"2 096",1.36]
[513,null,"1,5+2,0+3,5+5,0",1.2,1.6,2.8,4,null,3.9,9.6,11.29,0.6,2.13,2.6,2.75,9.75,11.91,95,4.5199999999999996,"A",null,"A+",4.2300000000000004,6.23,"2 061",1.35]
[514,null,"1,5+2,0+3,5+6,0",1.1100000000000001,1.48,2.58,4.43,null,4.17,9.6,11.53,0.61,2.06,2.52,2.8,9.43,11.56,95,4.67,"A",null,"A+",4.26,6.23,"2 045",1.34]
[515,null,"1,5+2,0+3,5+7,1",1.02,1.36,2.38,4.83,null,4.4800000000000004,9.6,11.58,0.65,2.0499999999999998,2.52,2.97,9.39,11.51,95,4.6900000000000004,"A",null,"A+",4.29,6.23,"2 030",1.34]
[516,null,"1,5+2,0+4,2+4,2",1.21,1.61,3.39,3.39,null,3.88,9.6,11.18,0.62,2.25,2.59,2.84,10.3,11.86,95,4.2699999999999996,"A",null,"A+",4.17,6.23,"2 087",1.35]
[517,null,"1,5+2,0+4,2+5,0",1.1299999999999999,1.51,3.17,3.78,null,4.09,9.6,11.3,0.63,2.13,2.6,2.88,9.75,11.91,95,4.5199999999999996,"A",null,"A+",4.24,6.23,"2 053",1.34]
[518,null,"1,5+2,0+4,2+6,0",1.05,1.4,2.94,4.2,null,4.37,9.6,11.54,0.63,2.06,2.52,2.88,9.43,11.56,95,4.67,"A",null,"A+",4.28,6.23,"2 037",1.34]
[519,null,"1,5+2,0+5,0+5,0",1.07,1.42,3.56,3.56,null,4.3099999999999996,9.6,11.44,0.65,2.09,2.56,2.97,9.57,11.73,95,4.6100000000000003,"A",null,"A+",4.4000000000000004,6.23,"1 979",1.34]
[520,null,"1,5+2,0+5,0+6,0",0.99,1.32,3.31,3.97,null,4.59,9.6,11.68,0.66,1.97,2.4900000000000002,3.01,9.02,11.38,95,4.88,"A",null,"A+",4.4400000000000004,6.23,"1 964",1.34]
[521,null,"1,5+2,5+2,5+2,5",1.6,2.67,2.67,2.67,null,3.07,9.6,11.14,0.51,2.2200000000000002,2.61,2.3199999999999998,10.17,11.95,95,4.33,"A",null,"A+",4.09,6.23,"2 129",1.36]
[522,null,"1,5+2,5+2,5+3,5",1.44,2.4,2.4,3.36,null,3.35,9.6,11.15,0.55000000000000004,2.2200000000000002,2.6,2.5,10.17,11.91,95,4.33,"A",null,"A+",4.12,6.23,"2 113",1.35]
[523,null,"1,5+2,5+2,5+4,2",1.35,2.2400000000000002,2.2400000000000002,3.77,null,3.54,9.6,11.16,0.56000000000000005,2.21,2.6,2.58,10.119999999999999,11.91,95,4.3499999999999996,"A",null,"A+",4.1399999999999997,6.23,"2 105",1.35]
[524,null,"1,5+2,5+2,5+5,0",1.25,2.09,2.09,4.17,null,3.76,9.6,11.29,0.57999999999999996,2.14,2.61,2.67,9.8000000000000007,11.95,95,4.5,"A",null,"A+",4.21,6.23,"2 070",1.34]
[525,null,"1,5+2,5+2,5+6,0",1.1499999999999999,1.92,1.92,4.6100000000000003,null,4.04,9.6,11.53,0.56999999999999995,2.06,2.5299999999999998,2.62,9.43,11.6,95,4.67,"A",null,"A+",4.24,6.23,"2 054",1.33]
[526,null,"1,5+2,5+2,5+7,1",1.06,1.76,1.76,5.01,null,4.3499999999999996,9.6,11.56,0.63,2.0499999999999998,2.52,2.88,9.39,11.56,95,4.6900000000000004,"A",null,"A+",4.28,6.23,"2 038",1.33]
[527,null,"1,5+2,5+3,5+3,5",1.31,2.1800000000000002,3.05,3.05,null,3.62,9.6,11.16,0.57999999999999996,2.21,2.6,2.67,10.119999999999999,11.91,95,4.3499999999999996,"A",null,"A+",4.1399999999999997,6.23,"2 104",1.35]
[528,null,"1,5+2,5+3,5+4,2",1.23,2.0499999999999998,2.87,3.45,null,3.81,9.6,11.17,0.6,2.2400000000000002,2.6,2.75,10.26,11.91,95,4.29,"A",null,"A+",4.1500000000000004,6.23,"2 101",1.34]
[529,null,"1,5+2,5+3,5+5,0",1.1499999999999999,1.92,2.69,3.84,null,4.04,9.6,11.29,0.63,2.13,2.6,2.88,9.75,11.91,95,4.5199999999999996,"A",null,"A+",4.22,6.23,"2 066",1.33]
[530,null,"1,5+2,5+3,5+6,0",1.07,1.78,2.4900000000000002,4.2699999999999996,null,4.3099999999999996,9.6,11.53,0.63,2.06,2.52,2.88,9.43,11.56,95,4.67,"A",null,"A+",4.45,6.23,"1 960",1.33]
[531,null,"1,5+2,5+4,2+4,2",1.1599999999999999,1.94,3.25,3.25,null,4.01,9.6,11.18,0.65,2.25,2.59,2.97,10.3,11.86,95,4.28,"A",null,"A+",4.1500000000000004,6.23,"2 099",1.34]
[532,null,"1,5+2,5+4,2+5,0",1.0900000000000001,1.82,3.05,3.64,null,4.2300000000000004,9.6,11.3,0.65,2.16,2.6,2.97,9.89,11.91,95,4.45,"A",null,"A+",4.2,6.23,"2 077",1.33]
[533,null,"1,5+2,5+4,2+6,0",1.01,1.69,2.84,4.0599999999999996,null,4.51,9.6,11.54,0.66,2.06,2.52,3.01,9.43,11.56,95,4.67,"A",null,"A+",4.2300000000000004,6.23,"2 061",1.32]
[534,null,"1,5+2,5+5,0+5,0",1.03,1.71,3.43,3.43,null,4.45,9.6,11.44,0.67,2.09,2.56,3.05,9.57,11.73,95,4.6100000000000003,"A",null,"A+",4.26,6.23,"2 047",1.32]
[535,null,"1,5+3,5+3,5+3,5",1.2,2.8,2.8,2.8,null,3.9,9.6,11.17,0.62,2.21,2.6,2.84,10.119999999999999,11.91,95,4.3499999999999996,"A",null,"A+",4.2300000000000004,6.23,"2 062",1.31]
[536,null,"1,5+3,5+3,5+4,2",1.1299999999999999,2.65,2.65,3.17,null,4.09,9.6,11.18,0.65,2.25,2.59,2.97,10.3,11.86,95,4.2699999999999996,"A",null,"A+",4.24,6.23,"2 054",1.31]
[537,null,"1,5+3,5+3,5+5,0",1.07,2.4900000000000002,2.4900000000000002,3.56,null,4.3099999999999996,9.6,11.3,0.67,2.13,2.6,3.05,9.75,11.91,95,4.5199999999999996,"A",null,"A+",4.3099999999999996,6.23,"2 021",1.3]
[538,null,"1,5+3,5+3,5+6,0",0.99,2.3199999999999998,2.3199999999999998,3.97,null,4.59,9.6,11.54,0.68,2.06,2.52,3.1,9.43,11.56,95,4.67,"A",null,"A+",4.3499999999999996,6.23,"2 005",1.29]
[539,null,"1,5+3,5+4,2+4,2",1.07,2.5099999999999998,3.01,3.01,null,4.28,9.6,11.18,0.69,2.25,2.59,3.14,10.3,11.86,95,4.28,"A",null,"A+",4.2300000000000004,6.23,"2 058",1.31]
[540,null,"1,5+3,5+4,2+5,0",1.01,2.37,2.84,3.38,null,4.51,9.6,11.32,0.7,2.16,2.6,3.18,9.89,11.91,95,4.45,"A",null,"A+",4.3,6.23,"2 025",1.29]
[541,null,"1,5+4,2+4,2+4,2",1.02,2.86,2.86,2.86,null,4.4800000000000004,9.6,11.19,0.71,2.23,2.59,3.27,10.210000000000001,11.86,95,4.32,"A",null,"A+",4.3,6.23,"2 026",1.3]
[542,null,"2,0+2,0+2,0+2,0",2.4,2.4,2.4,2.4,null,2.79,9.6,10.84,0.45,1.94,2.41,2.06,8.8800000000000008,11.03,95,4.97,"A",null,"A+",4.55,6.23,"1 915",1.37]
[543,null,"2,0+2,0+2,0+2,5",2.2599999999999998,2.2599999999999998,2.2599999999999998,2.82,null,2.94,9.6,10.93,0.49,2.35,2.42,2.2400000000000002,10.76,11.08,95,4.09,"A",null,"A+",4.57,6.23,"1 908",1.37]
[544,null,"2,0+2,0+2,0+3,5",2.02,2.02,2.02,3.54,null,3.21,9.6,11.15,0.53,2.2200000000000002,2.6,2.41,10.17,11.91,95,4.33,"A",null,"A++",4.5999999999999996,6.23,"1 894",1.36]
[545,null,"2,0+2,0+2,0+4,2",1.88,1.88,1.88,3.95,null,3.41,9.6,11.16,0.55000000000000004,2.21,2.6,2.5,10.119999999999999,11.91,95,4.3499999999999996,"A",null,"A++",4.62,6.23,"1 887",1.36]
[546,null,"2,0+2,0+2,0+5,0",1.75,1.75,1.75,4.3600000000000003,null,3.62,9.6,11.29,0.56000000000000005,2.14,2.61,2.58,9.8000000000000007,11.95,95,4.5,"A",null,"A++",4.6900000000000004,6.23,"1 857",1.35]
[547,null,"2,0+2,0+2,0+6,0",1.6,1.6,1.6,4.8,null,3.9,9.6,11.53,0.55000000000000004,2.06,2.5299999999999998,2.54,9.43,11.6,95,4.67,"A",null,"A++",4.7300000000000004,6.23,"1 843",1.34]
[548,null,"2,0+2,0+2,0+7,1",1.47,1.47,1.47,5.2,null,4.2,9.6,11.56,0.61,2.0499999999999998,2.52,2.8,9.39,11.56,95,4.6900000000000004,"A",null,"A++",4.7699999999999996,6.23,"1 829",1.34]
[549,null,"2,0+2,0+2,5+2,5",2.13,2.13,2.67,2.67,null,3.07,9.6,11.14,0.51,2.2200000000000002,2.61,2.3199999999999998,10.17,11.95,95,4.33,"A",null,"A+",4.59,6.23,"1 900",1.37]
[550,null,"2,0+2,0+2,5+3,5",1.92,1.92,2.4,3.36,null,3.35,9.6,11.15,0.55000000000000004,2.2200000000000002,2.6,2.5,10.17,11.91,95,4.33,"A",null,"A++",4.62,6.23,"1 887",1.36]
[551,null,"2,0+2,0+2,5+4,2",1.79,1.79,2.2400000000000002,3.77,null,3.54,9.6,11.16,0.56000000000000005,2.21,2.6,2.58,10.119999999999999,11.91,95,4.3499999999999996,"A",null,"A++",4.6399999999999997,6.23,"1 880",1.35]
[552,null,"2,0+2,0+2,5+5,0",1.67,1.67,2.09,4.17,null,3.76,9.6,11.29,0.57999999999999996,2.14,2.61,2.67,9.8000000000000007,11.95,95,4.5,"A",null,"A++",4.71,6.23,"1 850",1.34]
[553,null,"2,0+2,0+2,5+6,0",1.54,1.54,1.92,4.6100000000000003,null,4.04,9.6,11.53,0.56999999999999995,2.06,2.5299999999999998,2.62,9.43,11.6,95,4.67,"A",null,"A++",4.75,6.23,"1 836",1.34]
[554,null,"2,0+2,0+2,5+7,1",1.41,1.41,1.76,5.01,null,4.3499999999999996,9.6,11.56,0.63,2.0499999999999998,2.52,2.88,9.39,11.56,95,4.6900000000000004,"A",null,"A++",4.78,6.23,"1 822",1.34]
[555,null,"2,0+2,0+3,5+3,5",1.75,1.75,3.05,3.05,null,3.62,9.6,11.16,0.57999999999999996,2.21,2.6,2.67,10.119999999999999,11.91,95,4.3499999999999996,"A",null,"A++",4.6399999999999997,6.23,"1 879",1.35]
[556,null,"2,0+2,0+3,5+4,2",1.64,1.64,2.87,3.45,null,3.81,9.6,11.17,0.6,2.2599999999999998,2.6,2.75,10.35,11.91,95,4.25,"A",null,"A++",4.6500000000000004,6.23,"1 872",1.35]
[557,null,"2,0+2,0+3,5+5,0",1.54,1.54,2.69,3.84,null,4.04,9.6,11.29,0.63,2.13,2.6,2.88,9.75,11.91,95,4.5199999999999996,"A",null,"A++",4.7300000000000004,6.23,"1 843",1.34]
[558,null,"2,0+2,0+3,5+6,0",1.42,1.42,2.4900000000000002,4.2699999999999996,null,4.3099999999999996,9.6,11.53,0.63,2.06,2.52,2.88,9.43,11.56,95,4.67,"A",null,"A++",4.7699999999999996,6.23,"1 829",1.34]
[559,null,"2,0+2,0+4,2+4,2",1.55,1.55,3.25,3.25,null,4.01,9.6,11.18,0.62,2.25,2.59,2.84,10.3,11.86,95,4.28,"A",null,"A++",4.67,6.23,"1 865",1.35]
[560,null,"2,0+2,0+4,2+5,0",1.45,1.45,3.05,3.64,null,4.2300000000000004,9.6,11.3,0.65,2.16,2.6,2.97,9.89,11.91,95,4.45,"A",null,"A++",4.75,6.23,"1 835",1.34]
[561,null,"2,0+2,0+4,2+6,0",1.35,1.35,2.84,4.0599999999999996,null,4.51,9.6,11.54,0.66,2.06,2.52,3.01,9.43,11.56,95,4.67,"A",null,"A++",4.78,6.23,"1 822",1.33]
[562,null,"2,0+2,0+5,0+5,0",1.37,1.37,3.43,3.43,null,4.45,9.6,11.44,0.68,2.09,2.56,3.1,9.57,11.73,95,4.6100000000000003,"A",null,"A++",4.7699999999999996,6.23,"1 828",1.33]
[563,null,"2,0+2,5+2,5+2,5",2.02,2.5299999999999998,2.5299999999999998,2.5299999999999998,null,3.21,9.6,11.14,0.53,2.2200000000000002,2.61,2.41,10.17,11.95,95,4.33,"A",null,"A++",4.6100000000000003,6.23,"1 892",1.35]
[564,null,"2,0+2,5+2,5+3,5",1.83,2.29,2.29,3.2,null,3.49,9.6,11.15,0.56000000000000005,2.2200000000000002,2.6,2.58,10.17,11.91,95,4.33,"A",null,"A++",4.6399999999999997,6.23,"1 879",1.34]
[565,null,"2,0+2,5+2,5+4,2",1.71,2.14,2.14,3.6,null,3.68,9.6,11.16,0.57999999999999996,2.2599999999999998,2.6,2.67,10.35,11.91,95,4.25,"A",null,"A++",4.66,6.23,"1 872",1.34]
[566,null,"2,0+2,5+2,5+5,0",1.6,2,2,4,null,3.9,9.6,11.29,0.61,2.1800000000000002,2.61,2.8,9.98,11.95,95,4.41,"A",null,"A++",4.7300000000000004,6.23,"1 842",1.33]
[567,null,"2,0+2,5+2,5+6,0",1.48,1.85,1.85,4.43,null,4.17,9.6,11.53,0.61,2.06,2.5299999999999998,2.8,9.43,11.6,95,4.67,"A",null,"A++",4.7699999999999996,6.23,"1 828",1.32]
[568,null,"2,0+2,5+2,5+7,1",1.36,1.7,1.7,4.83,null,4.4800000000000004,9.6,11.56,0.65,2.0499999999999998,2.52,2.97,9.39,11.56,95,4.6900000000000004,"A",null,"A++",4.8,6.23,"1 815",1.32]
[569,null,"2,0+2,5+3,5+3,5",1.67,2.09,2.92,2.92,null,3.76,9.6,11.16,0.6,2.25,2.6,2.75,10.3,11.91,95,4.2699999999999996,"A",null,"A++",4.66,6.23,"1 871",1.34]
[570,null,"2,0+2,5+3,5+4,2",1.57,1.97,2.75,3.3,null,3.96,9.6,11.17,0.62,2.2400000000000002,2.6,2.84,10.26,11.91,95,4.29,"A",null,"A++",4.67,6.23,"1 864",1.34]
[571,null,"2,0+2,5+3,5+5,0",1.48,1.85,2.58,3.69,null,4.17,9.6,11.29,0.65,2.16,2.6,2.97,9.89,11.91,95,4.45,"A",null,"A++",4.75,6.23,"1 835",1.32]
[572,null,"2,0+2,5+3,5+6,0",1.37,1.71,2.4,4.1100000000000003,null,4.45,9.6,11.53,0.66,2.06,2.52,3.01,9.43,11.56,95,4.67,"A",null,"A++",4.79,6.23,"1 821",1.32]
[573,null,"2,0+2,5+4,2+4,2",1.49,1.86,3.13,3.13,null,4.1500000000000004,9.6,11.18,0.65,2.23,2.59,2.97,10.210000000000001,11.86,95,4.32,"A",null,"A++",4.6900000000000004,6.23,"1 857",1.33]
[574,null,"2,0+2,5+4,2+5,0",1.4,1.75,2.94,3.5,null,4.37,9.6,11.3,0.67,2.15,2.6,3.05,9.84,11.91,95,4.4800000000000004,"A",null,"A++",4.7699999999999996,6.23,"1 828",1.32]
[575,null,"2,0+2,5+5,0+5,0",1.32,1.66,3.31,3.31,null,4.59,9.6,11.44,0.7,2.12,2.56,3.18,9.7100000000000009,11.73,95,4.53,"A",null,"A++",4.79,6.23,"1 821",1.32]
[576,null,"2,0+3,5+3,5+3,5",1.54,2.69,2.69,2.69,null,4.04,9.6,11.17,0.65,2.11,2.6,2.97,9.66,11.91,95,4.55,"A",null,"A++",4.66,6.23,"1 869",1.31]
[577,null,"2,0+3,5+3,5+4,2",1.45,2.5499999999999998,2.5499999999999998,3.05,null,4.2300000000000004,9.6,11.18,0.67,2.25,2.59,3.05,10.3,11.86,95,4.28,"A",null,"A++",4.68,6.23,"1 862",1.3]
[578,null,"2,0+3,5+3,5+5,0",1.37,2.4,2.4,3.43,null,4.45,9.6,11.3,0.7,2.16,2.6,3.18,9.89,11.91,95,4.45,"A",null,"A++",4.76,6.23,"1 833",1.29]
[579,null,"2,0+3,5+4,2+4,2",1.38,2.42,2.9,2.9,null,4.43,9.6,11.18,0.71,2.23,2.59,3.27,10.210000000000001,11.86,95,4.32,"A",null,"A++",4.7,6.23,"1 855",1.3]
[580,null,"2,5+2,5+2,5+2,5",2.4,2.4,2.4,2.4,null,3.35,9.6,11.14,0.55000000000000004,2.2200000000000002,2.61,2.5,10.17,11.95,95,4.33,"A",null,"A++",4.62,6.23,"1 884",1.34]
[581,null,"2,5+2,5+2,5+3,5",2.1800000000000002,2.1800000000000002,2.1800000000000002,3.05,null,3.62,9.6,11.15,0.57999999999999996,2.2599999999999998,2.6,2.67,10.35,11.91,95,4.25,"A",null,"A++",4.66,6.23,"1 871",1.34]
[582,null,"2,5+2,5+2,5+4,2",2.0499999999999998,2.0499999999999998,2.0499999999999998,3.45,null,3.81,9.6,11.16,0.6,2.25,2.6,2.75,10.3,11.91,95,4.28,"A",null,"A++",4.68,6.23,"1 864",1.33]
[583,null,"2,5+2,5+2,5+5,0",1.92,1.92,1.92,3.84,null,4.04,9.6,11.29,0.63,2.16,2.61,2.88,9.89,11.95,95,4.45,"A",null,"A++",4.75,6.23,"1 835",1.32]
[584,null,"2,5+2,5+2,5+6,0",1.78,1.78,1.78,4.2699999999999996,null,4.3099999999999996,9.6,11.53,0.64,2.06,2.5299999999999998,2.93,9.43,11.6,95,4.67,"A",null,"A++",4.79,6.23,"1 821",1.32]
[585,null,"2,5+2,5+3,5+3,5",2,2,2.8,2.8,null,3.9,9.6,11.16,0.63,2.25,2.6,2.88,10.3,11.91,95,4.28,"A",null,"A++",4.68,6.23,"1 863",1.33]
[586,null,"2,5+2,5+3,5+4,2",1.89,1.89,2.65,3.17,null,4.09,9.6,11.17,0.65,2.23,2.6,2.97,10.210000000000001,11.91,95,4.32,"A",null,"A++",4.6900000000000004,6.23,"1 857",1.33]
[587,null,"2,5+2,5+3,5+5,0",1.78,1.78,2.4900000000000002,3.56,null,4.3099999999999996,9.6,11.29,0.67,2.15,2.6,3.05,9.84,11.91,95,4.4800000000000004,"A",null,"A++",4.7699999999999996,6.23,"1 828",1.32]
[588,null,"2,5+2,5+3,5+6,0",1.66,1.66,2.3199999999999998,3.97,null,4.59,9.6,11.53,0.68,2.06,2.52,3.1,9.43,11.56,95,4.67,"A",null,"A++",4.8,6.23,"1 814",1.31]
[589,null,"2,5+2,5+4,2+4,2",1.79,1.79,3.01,3.01,null,4.28,9.6,11.18,0.67,2.21,2.59,3.05,10.119999999999999,11.86,95,4.3499999999999996,"A",null,"A++",4.71,6.23,"1 850",1.32]
[590,null,"2,5+2,5+4,2+5,0",1.69,1.69,2.84,3.38,null,4.51,9.6,11.3,0.71,2.13,2.6,3.27,9.75,11.91,95,4.51,"A",null,"A++",4.79,6.23,"1 821",1.31]
[591,null,"2,5+3,5+3,5+3,5",1.85,2.58,2.58,2.58,null,4.17,9.6,11.17,0.67,2.25,2.6,3.05,10.3,11.91,95,4.28,"A",null,"A++",4.68,6.23,"1 861",1.3]
[592,null,"2,5+3,5+3,5+4,2",1.75,2.4500000000000002,2.4500000000000002,2.94,null,4.37,9.6,11.18,0.7,2.23,2.59,3.18,10.210000000000001,11.86,95,4.32,"A",null,"A++",4.7,6.23,"1 855",1.29]
[593,null,"2,5+3,5+3,5+5,0",1.66,2.3199999999999998,2.3199999999999998,3.31,null,4.59,9.6,11.3,0.71,2.15,2.6,3.27,9.84,11.91,95,4.4800000000000004,"A",null,"A++",4.7699999999999996,6.23,"1 826",1.28]
[594,null,"2,5+3,5+4,2+4,2",1.67,2.33,2.8,2.8,null,4.5599999999999996,9.6,11.18,0.73,2.21,2.59,3.36,10.119999999999999,11.86,95,4.3499999999999996,"A",null,"A++",4.72,6.23,"1 847",1.29]
[595,null,"3,5+3,5+3,5+3,5",2.4,2.4,2.4,2.4,null,4.45,9.6,11.18,0.71,2.19,2.59,3.27,10.029999999999999,11.86,95,4.4000000000000004,"A",null,"A++",4.75,6.23,"1 835",1.29]
[596,"5MXM90N2V1B","1,5",1.9,null,null,null,null,1.28,1.9,4.1500000000000004,0.28000000000000003,0.53,1.31,1.29,2.4300000000000002,5.98,95,3.59]
[597,null,"2,0",2.4900000000000002,null,null,null,null,1.33,2.4900000000000002,4.37,0.34,0.67,1.37,1.55,3.05,6.25,95,3.73]
[598,null,"2,5",3.11,null,null,null,null,1.39,3.11,4.84,0.36,0.88,1.47,1.64,4.04,6.71,95,3.53]
[599,null,"3,5",4.3600000000000003,null,null,null,null,1.51,4.3600000000000003,5.31,0.38,1.4,1.93,1.73,6.42,8.84,95,3.11]
[600,null,"4,2",5.23,null,null,null,null,1.56,5.23,6.16,0.4,1.63,2.06,1.82,7.45,9.42,95,3.22]
[601,null,"6,0",6.21,null,null,null,null,1.94,6.21,7.75,0.47,1.76,2.39,2.13,8.08,10.92,95,3.52]
[602,null,"6,0",7.46,null,null,null,null,2.23,7.46,9.0500000000000007,0.57999999999999996,2.25,2.86,2.66,10.32,13.09,95,3.31]
[603,null,"7,1",8.82,null,null,null,null,2.5499999999999998,8.82,9.3800000000000008,0.65,2.81,3.01,2.97,12.88,13.77,95,3.14]
[604,null,"1,5+1,5",1.85,1.85,null,null,null,1.51,3.7,7.45,0.37,0.88,1.85,1.68,4.03,8.4700000000000006,95,4.21,"A",null,"A",3.87,3.5,"1 264",0.32]
[605,null,"1,5+2,0",1.84,2.46,null,null,null,1.57,4.3,7.83,0.35,1.04,2.0099999999999998,1.59,4.76,9.1999999999999993,95,4.16,"A",null,"A",3.88,3.5,"1 262",0.32]
[606,null,"1,5+2,5",1.84,3.06,null,null,null,1.72,4.9000000000000004,8.02,0.37,1.2,2.08,1.68,5.5,9.52,95,4.09,"A",null,"A",3.89,3.5,"1 259",0.32]
[607,null,"1,5+3,5",1.83,4.2699999999999996,null,null,null,2.02,6.1,8.57,0.44,1.68,2.37,2.02,7.69,10.85,95,3.64,"A",null,"A",3.91,3.8,"1 360",0.44]
[608,null,"1,5+4,2",1.84,5.16,null,null,null,2.23,7,8.92,0.42,1.99,2.59,1.94,9.11,11.85,95,3.52,"B",null,"A",3.92,3.8,"1 357",0.43]
[609,null,"1,5+5,0",1.85,6.15,null,null,null,2.48,8,10.45,0.44,2.17,2.93,2.02,9.94,13.41,95,3.7,"A",null,"A+",4,4.5,"1 573",0.73]
[610,null,"1,5+6,0",1.8,7.2,null,null,null,2.77,9,10.65,0.48,2.4700000000000002,2.72,2.19,11.31,12.45,95,3.65,"A",null,"A+",4.01,4.5,"1 570",0.72]
[611,null,"1,5+7,1",1.74,8.26,null,null,null,3.09,10,10.67,0.52,2.9,2.7,2.37,13.28,12.36,95,3.45,"B",null,"A+",4.0199999999999996,4.5,"1 567",0.7]
[612,null,"2,0+2,0",2.4500000000000002,2.4500000000000002,null,null,null,1.72,4.9000000000000004,8.02,0.37,1.19,2.33,1.68,5.45,10.66,95,4.13,"A",null,"A",3.86,3.5,"1 267",0.32]
[613,null,"2,0+2,5",2.44,3.06,null,null,null,1.88,5.5,8.19,0.39,1.37,2.34,1.76,6.28,10.71,95,4.03,"A",null,"A",3.87,3.5,"1 265",0.31]
[614,null,"2,0+3,5",2.44,4.26,null,null,null,2.17,6.7,8.74,0.47,1.75,2.4500000000000002,2.15,8.01,11.21,95,3.85,"A",null,"A",3.92,3.8,"1 355",0.43]
[615,null,"2,0+4,2",2.4500000000000002,5.15,null,null,null,2.39,7.6,9.1,0.57999999999999996,2.04,2.68,2.67,9.34,12.27,95,3.74,"A",null,"A",3.93,3.8,"1 353",0.43]
[616,null,"2,0+5,0",2.4300000000000002,6.07,null,null,null,2.62,8.5,10.63,0.59,2.35,3.02,2.71,10.76,13.82,95,3.63,"A",null,"A+",4.03,4.5,"1 564",0.73]
[617,null,"2,0+6,0",2.33,6.98,null,null,null,2.92,9.3000000000000007,10.82,0.61,2.62,2.72,2.8,12,12.45,95,3.55,"B",null,"A+",4.03,4.5,"1 560",0.71]
[618,null,"2,0+7,1",2.2000000000000002,7.8,null,null,null,3.23,10,10.92,0.65,2.9,2.93,2.97,13.28,13.41,95,3.46,"B",null,"A+",4.04,4.5,"1 557",0.69]
[619,null,"2,5+2,5",3.05,3.05,null,null,null,2.02,6.1,8.52,0.44,1.73,2.38,2.02,7.92,10.89,95,3.54,"B",null,"A",3.88,3.5,"1 263",0.31]
[620,null,"2,5+3,5",3.04,4.26,null,null,null,2.33,7.3,9.1199999999999992,0.56000000000000005,2.08,2.7,2.58,9.52,12.36,95,3.52,"B",null,"A",3.93,3.8,"1 352",0.43]
[621,null,"2,5+4,2",3.06,5.14,null,null,null,2.54,8.1999999999999993,9.3800000000000008,0.61,2.35,2.93,2.8,10.76,13.41,95,3.5,"B",null,"A",3.94,3.8,"1 349",0.43]
[622,null,"2,5+5,0",3,6,null,null,null,2.77,9,10.72,0.62,2.58,3.11,2.84,11.81,14.23,95,3.49,"B",null,"A+",4.05,4.5,"1 552",0.73]
[623,null,"2,5+6,0",2.82,6.78,null,null,null,3.06,9.6,10.92,0.63,2.76,2.79,2.88,12.64,12.77,95,3.48,"B",null,"A+",4.0599999999999996,4.5,"1 549",0.71]
[624,null,"2,5+7,1",2.6,7.4,null,null,null,3.38,10,11.2,0.68,2.89,3.18,3.1,13.23,14.55,95,3.47,"B",null,"A+",4.07,4.5,"1 546",0.69]
[625,null,"3,5+3,5",4.25,4.25,null,null,null,2.62,8.5,9.57,0.61,2.54,2.9,2.8,11.63,13.27,95,3.35,"C",null,"A+",4.03,4.5,"1 561",0.74]
[626,null,"3,5+4,2",4.09,4.91,null,null,null,2.83,9,10.18,0.66,2.77,3.25,3.01,12.68,14.87,95,3.25,"C",null,"A+",4.04,4.5,"1 558",0.73]
[627,null,"3,5+5,0",3.91,5.59,null,null,null,3.06,9.5,10.94,0.67,2.73,3.15,3.05,12.5,14.42,95,3.48,"B",null,"A+",4.09,5.2,"1 777",1.04]
[628,null,"3,5+6,0",3.68,6.32,null,null,null,3.35,10,11.18,0.68,2.77,3.16,3.1,12.68,14.46,95,3.62,"A",null,"A+",4.1100000000000003,5.2,"1 770",1.02]
[629,null,"3,5+7,1",3.3,6.7,null,null,null,3.66,10,11.21,0.72,2.73,3.01,3.31,12.5,13.78,95,3.67,"A",null,"A+",4.13,5.2,"1 763",1]
[630,null,"4,2+4,2",4.75,4.75,null,null,null,3.03,9.5,9.99,0.68,2.62,3.25,3.1,12,14.87,95,3.63,"A",null,"A+",4.05,4.5,"1 555",0.73]
[631,null,"4,2+5,0",4.57,5.43,null,null,null,3.26,10,10.95,0.69,2.78,3.21,3.14,12.73,14.69,95,3.61,"A",null,"A+",4.16,5.2,"1 748",1.03]
[632,null,"4,2+6,0",4.12,5.88,null,null,null,3.55,10,11.19,0.71,2.74,3.15,3.23,12.55,14.42,95,3.66,"A",null,"A+",4.18,5.2,"1 741",1.01]
[633,null,"4,2+7,1",3.72,6.28,null,null,null,3.87,10,11.21,0.74,2.69,3.07,3.4,12.32,14.05,95,3.72,"A",null,"A+",4.1900000000000004,5.2,"1 734",1]
[634,null,"5,0+5,0",5,5,null,null,null,3.49,10,11.12,0.71,2.71,3.13,3.27,12.41,14.32,95,3.7,"A",null,"A+",4.05,6.46,"2 229",1.59]
[635,null,"5,0+6,0",4.55,5.45,null,null,null,3.77,10,11.32,0.71,2.67,3.05,3.23,12.22,13.96,95,3.75,"A",null,"A+",4.07,6.46,"2 220",1.57]
[636,null,"5,0+7,1",4.13,5.87,null,null,null,4.09,10,11.35,0.78,2.63,2.83,3.57,12.04,12.95,95,3.8,"A",null,"A+",4.09,6.46,"2 211",1.55]
[637,null,"6,0+6,0",5,5,null,null,null,4.07,10,11.14,0.71,2.65,2.8,3.27,12.13,12.81,95,3.79,"A",null,"A+",4.08,6.46,"2 215",1.57]
[638,null,"6,0+7,1",4.58,5.42,null,null,null,4.3899999999999997,10,11.17,0.79,2.62,2.79,3.61,12,12.77,95,3.82,"A",null,"A+",4.0999999999999996,6.46,"2 206",1.55]
[639,null,"7,1+7,1",5,5,null,null,null,4.7,10,11.2,0.84,2.6,2.78,3.83,11.9,12.72,95,3.86,"A",null,"A+",4.09,6.46,"2 207",1.54]
[640,null,"1,5+1,5+1,5",1.83,1.83,1.83,null,null,1.88,5.5,9.9700000000000006,0.44,1.2,2.2799999999999998,2.02,5.5,10.43,95,4.59,"A",null,"A+",4,4.8,"1 679",0.83]
[641,null,"1,5+1,5+2,0",1.83,1.83,2.44,null,null,2.02,6.1,10.15,0.46,1.38,2.36,2.11,6.32,10.8,95,4.43,"A",null,"A+",4.01,4.8,"1 674",0.83]
[642,null,"1,5+1,5+2,5",1.83,1.83,3.05,null,null,2.17,6.7,10.23,0.48,1.59,2.39,2.19,7.28,10.94,95,4.2300000000000004,"A",null,"A+",4.0199999999999996,4.8,"1 669",0.82]
[643,null,"1,5+1,5+3,5",1.85,1.85,4.3099999999999996,null,null,2.48,8,10.34,0.52,2.0499999999999998,2.5099999999999998,2.37,9.39,11.49,95,3.91,"A",null,"A+",4.0199999999999996,5.5,"1 914",1.1200000000000001]
[644,null,"1,5+1,5+4,2",1.81,1.81,5.08,null,null,2.68,8.6999999999999993,10.34,0.56000000000000005,2.29,2.5099999999999998,2.58,10.49,11.49,95,3.81,"A",null,"A+",4.03,5.5,"1 908",1.1200000000000001]
[645,null,"1,5+1,5+5,0",1.74,1.74,5.81,null,null,2.92,9.3000000000000007,10.51,0.56000000000000005,2.48,2.61,2.58,11.36,11.95,95,3.76,"A",null,"A+",4.12,6.46,"2 191",1.54]
[646,null,"1,5+1,5+6,0",1.58,1.58,6.33,null,null,3.2,9.5,11.14,0.56999999999999995,2.48,2.8,2.62,11.36,12.81,95,3.84,"A",null,"A+",4.1500000000000004,6.46,"2 175",1.52]
[647,null,"1,5+1,5+7,1",1.49,1.49,7.03,null,null,3.52,10,11.18,0.61,2.7,2.79,2.8,12.36,12.77,95,3.71,"A",null,"A+",4.18,6.46,"2 159",1.5]
[648,null,"1,5+2,0+2,0",1.83,2.44,2.44,null,null,2.17,6.7,10.31,0.48,1.6,2.4300000000000002,2.19,7.33,11.12,95,4.21,"A",null,"A+",4.01,4.8,"1 672",0.82]
[649,null,"1,5+2,0+2,5",1.83,2.4300000000000002,3.04,null,null,2.33,7.3,10.41,0.5,1.77,2.46,2.2799999999999998,8.11,11.26,95,4.1399999999999997,"A",null,"A+",4.04,4.8,"1 663",0.82]
[650,null,"1,5+2,0+3,5",1.82,2.4300000000000002,4.25,null,null,2.63,8.5,10.5,0.54,2.21,2.6,2.4500000000000002,10.119999999999999,11.9,95,3.86,"A",null,"A+",4.0199999999999996,5.5,"1 912",1.1200000000000001]
[651,null,"1,5+2,0+4,2",1.75,2.34,4.91,null,null,2.83,9,10.51,0.57999999999999996,2.39,2.66,2.67,10.94,12.17,95,3.77,"A",null,"A+",4.03,5.5,"1 906",1.1100000000000001]
[652,null,"1,5+2,0+5,0",1.76,2.35,5.88,null,null,3.06,10,10.93,0.57999999999999996,2.77,2.66,2.67,12.68,12.17,95,3.62,"A",null,"A+",4.13,6.46,"2 189",1.53]
[653,null,"1,5+2,0+6,0",1.58,2.11,6.32,null,null,3.35,10,11.14,0.6,2.71,2.8,2.75,12.41,12.81,95,3.7,"A",null,"A+",4.16,6.46,"2 173",1.51]
[654,null,"1,5+2,0+7,1",1.42,1.89,6.7,null,null,3.66,10,11.18,0.64,2.69,2.79,2.93,12.32,12.77,95,3.73,"A",null,"A+",4.1900000000000004,6.46,"2 157",1.49]
[655,null,"1,5+2,5+2,5",1.85,3.08,3.08,null,null,2.48,8,10.52,0.52,2,2.46,2.37,9.16,11.26,95,4.01,"A",null,"A+",4.05,4.8,"1 657",0.82]
[656,null,"1,5+2,5+3,5",1.8,3,4.2,null,null,2.77,9,10.63,0.56000000000000005,2.35,2.66,2.58,10.76,12.17,95,3.83,"A",null,"A+",4.05,5.5,"1 901",1.1100000000000001]
[657,null,"1,5+2,5+4,2",1.83,3.05,5.12,null,null,2.97,10,10.63,0.6,2.74,2.66,2.75,12.55,12.17,95,3.66,"A",null,"A+",4.0599999999999996,5.5,"1 895",1.1100000000000001]
[658,null,"1,5+2,5+5,0",1.67,2.78,5.56,null,null,3.2,10,11.05,0.61,2.63,2.82,2.8,12.04,12.91,95,3.81,"A",null,"A+",4.1500000000000004,6.46,"2 176",1.53]
[659,null,"1,5+2,5+6,0",1.5,2.5,6,null,null,3.49,10,11.14,0.62,2.58,2.8,2.84,11.81,12.81,95,3.89,"A",null,"A+",4.18,6.46,"2 160",1.51]
[660,null,"1,5+2,5+7,1",1.35,2.25,6.4,null,null,3.8,10,11.18,0.66,2.5299999999999998,2.79,3.01,11.58,12.77,95,3.97,"A",null,"A+",4.21,6.46,"2 145",1.49]
[661,null,"1,5+3,5+3,5",1.76,4.12,4.12,null,null,3.06,10,10.64,0.6,2.74,2.66,2.75,12.55,12.17,95,3.66,"A",null,"A+",4.09,6.46,"2 208",1.54]
[662,null,"1,5+3,5+4,2",1.63,3.8,4.57,null,null,3.26,10,10.78,0.65,2.72,2.87,2.97,12.45,13.14,95,3.69,"A",null,"A+",4.0999999999999996,6.46,"2 201",1.54]
[663,null,"1,5+3,5+5,0",1.5,3.5,5,null,null,3.49,10,10.98,0.66,2.61,2.82,3.01,11.95,12.91,95,3.84,"A",null,"A+",4.16,6.46,"2 169",1.52]
[664,null,"1,5+3,5+6,0",1.36,3.18,5.45,null,null,3.77,10,11.15,0.67,2.56,2.8,3.05,11.72,12.81,95,3.92,"A",null,"A+",4.2,6.46,"2 154",1.51]
[665,null,"1,5+3,5+7,1",1.24,2.89,5.87,null,null,4.09,10,11.18,0.73,2.5099999999999998,2.79,3.36,11.49,12.77,95,4,"A",null,"A+",4.2300000000000004,6.46,"2 138",1.49]
[666,null,"1,5+4,2+4,2",1.52,4.24,4.24,null,null,3.46,10,10.9,0.68,2.69,2.92,3.1,12.32,13.36,95,3.72,"A",null,"A+",4.12,6.46,"2 194",1.53]
[667,null,"1,5+4,2+5,0",1.4,3.93,4.67,null,null,3.69,10,11.03,0.71,2.59,2.82,3.23,11.86,12.91,95,3.87,"A",null,"A+",4.18,6.46,"2 162",1.52]
[668,null,"1,5+4,2+6,0",1.28,3.59,5.13,null,null,3.98,10,11.27,0.71,2.54,2.8,3.27,11.63,12.81,95,3.95,"A",null,"A+",4.21,6.46,"2 147",1.5]
[669,null,"1,5+4,2+7,1",1.17,3.28,5.55,null,null,4.29,10,11.3,0.76,2.4900000000000002,2.78,3.48,11.4,12.72,95,4.03,"A",null,"A+",4.24,6.46,"2 132",1.48]
[670,null,"1,5+5,0+5,0",1.3,4.3499999999999996,4.3499999999999996,null,null,3.92,10,11.17,0.71,2.5,2.83,3.23,11.45,12.95,95,4,"A",null,"A+",4.1900000000000004,6.46,"2 156",1.52]
[671,null,"1,5+5,0+6,0",1.2,4,4.8,null,null,4.21,10,11.41,0.71,2.46,2.75,3.27,11.26,12.59,95,4.08,"A",null,"A+",4.22,6.46,"2 140",1.5]
[672,null,"1,5+5,0+7,1",1.1000000000000001,3.68,5.22,null,null,4.53,10,11.44,0.79,2.41,2.73,3.61,11.03,12.49,95,4.16,"A",null,"A+",4.25,6.46,"2 125",1.48]
[673,null,"1,5+6,0+6,0",1.1100000000000001,4.4400000000000004,4.4400000000000004,null,null,4.5,10,11.65,0.72,2.42,2.67,3.31,11.08,12.22,95,4.1399999999999997,"A",null,"A+",4.24,6.46,"2 133",1.49]
[674,null,"1,5+6,0+7,1",1.32,3.97,4.7,null,null,4.8099999999999996,10,11.68,0.79,2.4,2.66,3.61,10.99,12.17,95,4.18,"A",null,"A+",4.26,6.46,"2 119",1.48]
[675,null,"2,0+2,0+2,0",2.5,2.5,2.5,null,null,2.33,7.5,10.49,0.5,1.77,2.5,2.2799999999999998,8.11,11.44,95,4.24,"A",null,"A+",4.03,4.8,"1 665",0.81]
[676,null,"2,0+2,0+2,5",2.46,2.46,3.08,null,null,2.48,8,10.57,0.52,1.92,2.54,2.37,8.7899999999999991,11.62,95,4.18,"A",null,"A+",4.04,4.8,"1 660",0.8]
[677,null,"2,0+2,0+3,5",2.4,2.4,4.2,null,null,2.77,9,10.68,0.56000000000000005,2.27,2.66,2.58,10.39,12.17,95,3.98,"A",null,"A+",4.0599999999999996,5.6,"1 931",1.1499999999999999]
[678,null,"2,0+2,0+4,2",2.29,2.29,4.8099999999999996,null,null,2.97,9.4,10.68,0.6,2.4700000000000002,2.66,2.75,11.31,12.17,95,3.81,"A",null,"A+",4.07,5.6,"1 925",1.1399999999999999]
[679,null,"2,0+2,0+5,0",2.2200000000000002,2.2200000000000002,5.56,null,null,3.2,10,10.9,0.61,2.76,2.82,2.8,12.64,12.91,95,3.63,"A",null,"A+",4.16,6.46,"2 174",1.52]
[680,null,"2,0+2,0+6,0",2,2,6,null,null,3.49,10,11.14,0.62,2.72,2.8,2.84,12.45,12.81,95,3.68,"A",null,"A+",4.1900000000000004,6.46,"2 158",1.5]
[681,null,"2,0+2,0+7,1",1.8,1.8,6.4,null,null,3.8,10,11.18,0.66,2.67,2.79,3.01,12.22,12.77,95,3.75,"A",null,"A+",4.22,6.46,"2 142",1.48]
[682,null,"2,0+2,5+2,5",2.4300000000000002,3.04,3.04,null,null,2.62,8.5,10.59,0.54,2.15,2.63,2.4500000000000002,9.84,12.04,95,3.97,"A",null,"A+",4.07,5,"1 716",0.89]
[683,null,"2,0+2,5+3,5",2.33,2.91,4.07,null,null,2.92,9.3000000000000007,10.68,0.57999999999999996,2.4500000000000002,2.66,2.67,11.22,12.17,95,3.8,"A",null,"A+",4.09,5.6,"1 913",1.1399999999999999]
[684,null,"2,0+2,5+4,2",2.2999999999999998,2.87,4.83,null,null,3.12,10,10.77,0.63,2.77,2.87,2.88,12.68,13.14,95,3.62,"A",null,"A+",4.1100000000000003,5.6,"1 908",1.1399999999999999]
[685,null,"2,0+2,5+5,0",2.11,2.63,5.26,null,null,3.35,10,11.11,0.63,2.73,2.82,2.88,12.5,12.91,95,3.67,"A",null,"A+",4.1900000000000004,6.46,"2 154",1.51]
[686,null,"2,0+2,5+6,0",1.9,2.38,5.71,null,null,3.63,10,11.14,0.64,2.68,2.8,2.93,12.27,12.81,95,3.74,"A",null,"A+",4.22,6.46,"2 139",1.49]
[687,null,"2,0+2,5+7,1",1.72,2.16,6.12,null,null,3.95,10,11.18,0.69,2.66,2.79,3.14,12.18,12.77,95,3.77,"A",null,"A+",4.25,6.46,"2 124",1.48]
[688,null,"2,0+3,5+3,5",2.2200000000000002,3.89,3.89,null,null,3.2,10,10.77,0.65,2.76,2.87,2.97,12.64,13.14,95,3.63,"A",null,"A+",4.25,6.46,"2 126",1.52]
[689,null,"2,0+3,5+4,2",2.06,3.61,4.33,null,null,3.41,10,10.97,0.68,2.75,2.97,3.1,12.59,13.59,95,3.64,"A",null,"A+",4.26,6.46,"2 120",1.52]
[690,null,"2,0+3,5+5,0",1.9,3.33,4.76,null,null,3.63,10,11.34,0.68,2.73,3.04,3.1,12.5,13.91,95,3.67,"A",null,"A+",4.32,6.46,"2 090",1.51]
[691,null,"2,0+3,5+6,0",1.74,3.04,5.22,null,null,3.92,10,11.34,0.69,2.68,2.8,3.14,12.27,12.81,95,3.74,"A",null,"A+",4.3499999999999996,6.46,"2 076",1.49]
[692,null,"2,0+3,5+7,1",1.59,2.78,5.63,null,null,4.2300000000000004,10,11.35,0.76,2.72,2.79,3.48,12.45,12.77,95,3.69,"A",null,"A+",4.38,6.46,"2 062",1.47]
[693,null,"2,0+4,2+4,2",1.92,4.04,4.04,null,null,3.6,10,10.98,0.7,2.73,2.97,3.18,12.5,13.59,95,3.67,"A",null,"A+",4.28,6.46,"2 113",1.52]
[694,null,"2,0+4,2+5,0",1.79,3.75,4.46,null,null,3.84,10,11.35,0.72,2.71,3.04,3.31,12.41,13.91,95,3.7,"A",null,"A+",4.34,6.46,"2 084",1.51]
[695,null,"2,0+4,2+6,0",1.64,3.44,4.92,null,null,4.12,10,11.37,0.73,2.6,2.8,3.36,11.9,12.81,95,3.85,"A",null,"A+",4.37,6.46,"2 069",1.49]
[696,null,"2,0+4,2+7,1",1.5,3.16,5.34,null,null,4.4400000000000004,10,11.4,0.78,2.5499999999999998,2.78,3.57,11.68,12.72,95,3.92,"A",null,"A+",4.4000000000000004,6.46,"2 055",1.47]
[697,null,"2,0+5,0+5,0",1.67,4.17,4.17,null,null,4.07,10,11.06,0.75,2.59,2.83,3.44,11.86,12.95,95,3.87,"A",null,"A+",4.3499999999999996,6.46,"2 077",1.5]
[698,null,"2,0+5,0+6,0",1.54,3.85,4.62,null,null,4.3600000000000003,10,11.29,0.74,2.5499999999999998,2.75,3.4,11.68,12.59,95,3.92,"A",null,"A+",4.38,6.46,"2 063",1.48]
[699,null,"2,0+5,0+7,1",1.42,3.55,5.04,null,null,4.67,10,11.33,0.81,2.5299999999999998,2.73,3.7,11.58,12.49,95,3.95,"A",null,"A+",4.41,6.46,"2 049",1.46]
[700,null,"2,0+6,0+6,0",1.43,4.29,4.29,null,null,4.6399999999999997,10,11.53,0.77,2.44,2.67,3.53,11.17,12.22,95,4.1100000000000003,"A",null,"A+",4.3899999999999997,6.46,"2 057",1.48]
[701,null,"2,0+6,0+7,1",1.32,3.97,4.7,null,null,4.96,10,11.56,0.82,2.39,2.66,3.74,10.94,12.17,95,4.2,"A",null,"A+",4.42,6.46,"2 043",1.46]
[702,null,"2,5+2,5+2,5",3.33,3.33,3.33,null,null,2.77,10,10.72,0.56000000000000005,2.67,2.66,2.58,12.22,12.17,95,3.76,"A",null,"A+",4.09,5,"1 709",0.88]
[703,null,"2,5+2,5+3,5",2.94,2.94,4.12,null,null,3.06,10,10.92,0.63,2.63,2.74,2.88,12.04,12.54,95,3.81,"A",null,"A+",4.1100000000000003,5.6,"1 906",1.1299999999999999]
[704,null,"2,5+2,5+4,2",2.72,2.72,4.57,null,null,3.26,10,11.04,0.65,2.61,2.87,2.97,11.95,13.14,95,3.84,"A",null,"A+",4.12,5.6,"1 900",1.1299999999999999]
[705,null,"2,5+2,5+5,0",2.5,2.5,5,null,null,3.49,10,11.33,0.66,2.5099999999999998,3.04,3.01,11.49,13.91,95,4,"A",null,"A+",4.2,6.46,"2 152",1.5]
[706,null,"2,5+2,5+6,0",2.27,2.27,5.45,null,null,3.77,10,11.35,0.67,2.46,2.8,3.05,11.26,12.81,95,4.07,"A",null,"A+",4.2300000000000004,6.46,"2 136",1.48]
[707,null,"2,5+2,5+7,1",2.0699999999999998,2.0699999999999998,5.87,null,null,4.09,10,11.37,0.73,2.41,2.79,3.36,11.03,12.77,95,4.1500000000000004,"A",null,"A+",4.26,6.46,"2 121",1.46]
[708,null,"2,5+3,5+3,5",2.63,3.68,3.68,null,null,3.35,10,11.19,0.68,2.57,3.08,3.1,11.77,14.1,95,3.9,"A",null,"A+",4.1500000000000004,6.46,"2 176",1.51]
[709,null,"2,5+3,5+4,2",2.4500000000000002,3.43,4.12,null,null,3.55,10,11.2,0.7,2.5499999999999998,3.08,3.18,11.68,14.1,95,3.93,"A",null,"A+",4.16,6.46,"2 170",1.51]
[710,null,"2,5+3,5+5,0",2.27,3.18,4.55,null,null,3.77,10,11.34,0.71,2.4500000000000002,3.04,3.23,11.22,13.91,95,4.09,"A",null,"A+",4.22,6.46,"2 139",1.49]
[711,null,"2,5+3,5+6,0",2.08,2.92,5,null,null,4.07,10,11.35,0.71,2.4,2.8,3.27,10.99,12.81,95,4.17,"A",null,"A+",4.25,6.46,"2 124",1.48]
[712,null,"2,5+3,5+7,1",1.91,2.67,5.42,null,null,4.3899999999999997,10,11.4,0.78,2.36,2.79,3.57,10.81,12.77,95,4.25,"A",null,"A+",4.28,6.46,"2 110",1.46]
[713,null,"2,5+4,2+4,2",2.29,3.85,3.85,null,null,3.75,10,11.2,0.72,2.5299999999999998,3.08,3.31,11.58,14.1,95,3.96,"A",null,"A+",4.18,6.46,"2 163",1.5]
[714,null,"2,5+4,2+5,0",2.14,3.59,4.2699999999999996,null,null,3.98,10,11.35,0.75,2.4300000000000002,3.04,3.44,11.13,13.91,95,4.12,"A",null,"A+",4.24,6.46,"2 133",1.49]
[715,null,"2,5+4,2+6,0",1.97,3.31,4.72,null,null,4.26,10,11.37,0.76,2.39,2.8,3.48,10.94,12.81,95,4.2,"A",null,"A+",4.2699999999999996,6.46,"2 118",1.47]
[716,null,"2,5+4,2+7,1",1.81,3.04,5.14,null,null,4.58,10,11.4,0.81,2.34,2.78,3.7,10.71,12.72,95,4.28,"A",null,"A+",4.3,6.46,"2 103",1.45]
[717,null,"2,5+5,0+5,0",2,4,4,null,null,4.21,10,11.06,0.78,2.41,2.83,3.57,11.03,12.95,95,4.1500000000000004,"A",null,"A+",4.25,6.46,"2 126",1.49]
[718,null,"2,5+5,0+6,0",1.85,3.7,4.4400000000000004,null,null,4.5,10,11.29,0.79,2.37,2.75,3.61,10.85,12.59,95,4.2300000000000004,"A",null,"A+",4.28,6.46,"2 111",1.47]
[719,null,"2,5+5,0+7,1",1.71,3.42,4.8600000000000003,null,null,4.8099999999999996,10,11.33,0.84,2.33,2.73,3.83,10.67,12.49,95,4.3099999999999996,"A",null,"A+",4.3099999999999996,6.46,"2 097",1.45]
[720,null,"2,5+6,0+6,0",1.72,4.1399999999999997,4.1399999999999997,null,null,4.78,10,11.53,0.8,2.35,2.67,3.66,10.76,12.22,95,4.26,"A",null,"A+",4.29,6.46,"2 105",1.46]
[721,null,"2,5+6,0+7,1",1.6,3.85,4.55,null,null,5.0999999999999996,10,11.56,0.85,2.31,2.66,3.87,10.58,12.17,95,4.34,"A",null,"A+",4.32,6.46,"2 091",1.45]
[722,null,"3,5+3,5+3,5",3.33,3.33,3.33,null,null,3.63,10,11.19,0.72,2.66,3.08,3.31,12.18,14.1,95,3.77,"A",null,"A+",4.28,6.46,"2 111",1.48]
[723,null,"3,5+3,5+4,2",3.13,3.13,3.75,null,null,3.84,10,11.2,0.75,2.63,3.08,3.44,12.04,14.1,95,3.8,"A",null,"A+",4.29,6.46,"2 105",1.48]
[724,null,"3,5+3,5+5,0",2.92,2.92,4.17,null,null,4.07,10,11.35,0.78,2.5299999999999998,3.04,3.57,11.58,13.91,95,3.96,"A",null,"A+",4.3499999999999996,6.46,"2 076",1.47]
[725,null,"3,5+3,5+6,0",2.69,2.69,4.62,null,null,4.3600000000000003,10,11.38,0.79,2.48,2.8,3.61,11.36,12.81,95,4.04,"A",null,"A+",4.38,6.46,"2 062",1.45]
[726,null,"3,5+3,5+7,1",2.48,2.48,5.04,null,null,4.67,10,11.39,0.84,2.4300000000000002,2.78,3.83,11.13,12.72,95,4.12,"A",null,"A+",4.41,6.46,"2 048",1.43]
[727,null,"3,5+4,2+4,2",2.94,3.53,3.53,null,null,4.04,10,11.21,0.8,2.61,3.07,3.66,11.95,14.05,95,3.84,"A",null,"A+",4.3099999999999996,6.46,"2 098",1.48]
[728,null,"3,5+4,2+5,0",2.76,3.31,3.94,null,null,4.26,10,11.22,0.8,2.5099999999999998,2.87,3.66,11.49,13.14,95,4,"A",null,"A+",4.37,6.46,"2 070",1.46]
[729,null,"3,5+4,2+6,0",2.5499999999999998,3.07,4.38,null,null,4.55,10,11.25,0.82,2.46,2.79,3.74,11.26,12.77,95,4.07,"A",null,"A+",4.4000000000000004,6.46,"2 055",1.45]
[730,null,"3,5+4,2+7,1",2.36,2.84,4.8,null,null,4.88,10,11.27,0.89,2.41,2.78,4.09,11.03,12.72,95,4.1500000000000004,"A",null,"A+",4.43,6.46,"2 042",1.43]
[731,null,"3,5+5,0+5,0",2.59,3.7,3.7,null,null,4.5,10,11.07,0.84,2.4900000000000002,2.82,3.83,11.4,12.91,95,4.03,"A",null,"A+",4.38,6.46,"2 063",1.46]
[732,null,"3,5+5,0+6,0",2.41,3.45,4.1399999999999997,null,null,4.78,10,11.29,0.85,2.44,2.74,3.87,11.17,12.54,95,4.1100000000000003,"A",null,"A+",4.41,6.46,"2 049",1.44]
[733,null,"3,5+5,0+7,1",2.2400000000000002,3.21,4.55,null,null,5.0999999999999996,10,11.34,0.89,2.39,2.73,4.09,10.94,12.49,95,4.1900000000000004,"A",null,"A+",4.4400000000000004,6.46,"2 036",1.42]
[734,null,"3,5+6,0+6,0",2.2599999999999998,3.87,3.87,null,null,5.07,10,11.53,0.86,2.42,2.67,3.91,11.08,12.22,95,4.1399999999999997,"A",null,"A+",4.42,6.46,"2 043",1.44]
[735,null,"4,2+4,2+4,2",3.33,3.33,3.33,null,null,4.2300000000000004,10,11.22,0.83,2.59,3.07,3.79,11.86,14.05,95,3.87,"A",null,"A+",4.32,6.46,"2 091",1.47]
[736,null,"4,2+4,2+5,0",3.13,3.13,3.73,null,null,4.47,10,11.25,0.86,2.4900000000000002,2.87,3.91,11.4,13.14,95,4.03,"A",null,"A+",4.38,6.46,"2 063",1.46]
[737,null,"4,2+4,2+6,0",2.92,2.92,4.17,null,null,4.75,10,11.27,0.86,2.44,2.79,3.96,11.17,12.77,95,4.1100000000000003,"A",null,"A+",4.41,6.46,"2 049",1.44]
[738,null,"4,2+4,2+7,1",2.71,2.71,4.58,null,null,5.07,10,11.3,0.92,2.39,2.78,4.22,10.94,12.72,95,4.1900000000000004,"A",null,"A+",4.4400000000000004,6.46,"2 036",1.42]
[739,null,"4,2+5,0+5,0",2.96,3.52,3.52,null,null,4.7,10,11.07,0.86,2.4700000000000002,2.82,3.91,11.31,12.91,95,4.0599999999999996,"A",null,"A+",4.3899999999999997,6.46,"2 057",1.46]
[740,null,"4,2+5,0+6,0",2.76,3.29,3.95,null,null,4.99,10,11.3,0.87,2.42,2.74,4,11.08,12.54,95,4.1399999999999997,"A",null,"A+",4.42,6.46,"2 043",1.44]
[741,null,"5,0+5,0+5,0",3.33,3.33,3.33,null,null,4.93,10,11.2,0.89,2.4500000000000002,2.78,4.09,11.22,12.72,95,4.09,"A",null,"A+",4.41,6.46,"2 051",1.45]
[742,null,"1,5+1,5+1,5+1,5",1.83,1.83,1.83,1.83,null,2.33,7.3,10.119999999999999,0.43,1.71,2.14,1.98,7.83,9.7899999999999991,95,4.29,"A",null,"A+",4.01,6.46,"2 252",1.5]
[743,null,"1,5+1,5+1,5+2,0",1.85,1.85,1.85,2.46,null,2.48,8,10.3,0.45,1.93,2.2400000000000002,2.06,8.84,10.25,95,4.1500000000000004,"A",null,"A+",4.03,6.46,"2 242",1.49]
[744,null,"1,5+1,5+1,5+2,5",1.82,1.82,1.82,3.04,null,2.63,8.5,10.41,0.47,2.0699999999999998,2.2400000000000002,2.15,9.48,10.25,95,4.1100000000000003,"A",null,"A+",4.05,6.46,"2 233",1.49]
[745,null,"1,5+1,5+1,5+3,5",1.74,1.74,1.74,4.07,null,2.92,9.3000000000000007,10.6,0.51,2.3199999999999998,2.5299999999999998,2.3199999999999998,10.62,11.58,95,4.0199999999999996,"A",null,"A+",4.08,6.46,"2 214",1.48]
[746,null,"1,5+1,5+1,5+4,2",1.72,1.72,1.72,4.83,null,3.12,10,11.17,0.55000000000000004,2.6,2.79,2.54,11.9,12.77,95,3.85,"A",null,"A+",4.08,6.46,"2 216",1.48]
[747,null,"1,5+1,5+1,5+5,0",1.58,1.58,1.58,5.26,null,3.35,10,11.29,0.55000000000000004,2.5,2.74,2.54,11.45,12.54,95,4.01,"A",null,"A+",4.1500000000000004,6.46,"2 179",1.47]
[748,null,"1,5+1,5+1,5+6,0",1.43,1.43,1.43,5.71,null,3.63,10,11.53,0.56000000000000005,2.4500000000000002,2.67,2.58,11.22,12.22,95,4.09,"A",null,"A+",4.18,6.46,"2 161",1.46]
[749,null,"1,5+1,5+1,5+7,1",1.29,1.29,1.29,6.12,null,3.95,10,11.56,0.62,2.4,2.65,2.84,10.99,12.13,95,4.18,"A",null,"A+",4.21,6.46,"2 145",1.46]
[750,null,"1,5+1,5+2,0+2,0",1.82,1.82,2.4300000000000002,2.4300000000000002,null,2.63,8.5,10.49,0.47,2.04,2.2799999999999998,2.15,9.34,10.43,95,4.18,"A",null,"A+",4.13,6.46,"2 187",1.49]
[751,null,"1,5+1,5+2,0+2,5",1.8,1.8,2.4,3,null,2.77,9,10.59,0.49,2.19,2.54,2.2400000000000002,10.029999999999999,11.62,95,4.12,"A",null,"A+",4.1500000000000004,6.46,"2 178",1.49]
[752,null,"1,5+1,5+2,0+3,5",1.76,1.76,2.35,4.12,null,3.06,10,10.69,0.55000000000000004,2.52,2.5299999999999998,2.54,11.54,11.58,95,3.98,"A",null,"A+",4.18,6.46,"2 160",1.48]
[753,null,"1,5+1,5+2,0+4,2",1.63,1.63,2.17,4.57,null,3.26,10,11.17,0.56999999999999995,2.5,2.79,2.62,11.45,12.77,95,4.01,"A",null,"A+",4.18,6.46,"2 163",1.48]
[754,null,"1,5+1,5+2,0+5,0",1.5,1.5,2,5,null,3.49,10,11.29,0.6,2.4,2.74,2.75,10.99,12.54,95,4.18,"A",null,"A+",4.25,6.46,"2 128",1.46]
[755,null,"1,5+1,5+2,0+6,0",1.36,1.36,1.82,5.45,null,3.77,10,11.53,0.57999999999999996,2.35,2.67,2.67,10.76,12.22,95,4.26,"A",null,"A+",4.28,6.46,"2 112",1.46]
[756,null,"1,5+1,5+2,0+7,1",1.24,1.24,1.65,5.87,null,4.09,10,11.56,0.65,2.31,2.65,2.97,10.58,12.13,95,4.34,"A",null,"A+",4.3099999999999996,6.46,"2 096",1.46]
[757,null,"1,5+1,5+2,5+2,5",1.88,1.88,3.13,3.13,null,2.92,10,10.59,0.54,2.54,2.54,2.4500000000000002,11.63,11.62,95,3.95,"A",null,"A+",4.17,6.46,"2 168",1.48]
[758,null,"1,5+1,5+2,5+3,5",1.67,1.67,2.78,3.89,null,3.2,10,11.16,0.56999999999999995,2.5,2.8,2.62,11.45,12.81,95,4.01,"A",null,"A+",4.18,6.46,"2 162",1.48]
[759,null,"1,5+1,5+2,5+4,2",1.55,1.55,2.58,4.33,null,3.41,10,11.17,0.59,2.48,2.79,2.71,11.36,12.77,95,4.05,"A",null,"A+",4.1900000000000004,6.46,"2 154",1.47]
[760,null,"1,5+1,5+2,5+5,0",1.43,1.43,2.38,4.76,null,3.63,10,11.29,0.62,2.38,2.74,2.84,10.9,12.54,95,4.21,"A",null,"A+",4.26,6.46,"2 120",1.46]
[761,null,"1,5+1,5+2,5+6,0",1.3,1.3,2.17,5.22,null,3.92,10,11.53,0.63,2.34,2.67,2.88,10.71,12.22,95,4.29,"A",null,"A+",4.3,6.46,"2 104",1.46]
[762,null,"1,5+1,5+2,5+7,1",1.19,1.19,1.98,5.63,null,4.2300000000000004,10,11.56,0.67,2.29,2.65,3.05,10.49,12.13,95,4.37,"A",null,"A+",4.33,6.46,"2 088",1.45]
[763,null,"1,5+1,5+3,5+3,5",1.5,1.5,3.5,3.5,null,3.49,10,11.17,0.62,2.48,2.79,2.84,11.36,12.77,95,4.05,"A",null,"A+",4.2,6.46,"2 154",1.47]
[764,null,"1,5+1,5+3,5+4,2",1.4,1.4,3.27,3.93,null,3.69,10,11.17,0.64,2.46,2.79,2.93,11.26,12.77,95,4.08,"A",null,"A+",4.21,6.46,"2 146",1.47]
[765,null,"1,5+1,5+3,5+5,0",1.3,1.3,3.04,4.3499999999999996,null,3.92,10,11.3,0.67,2.36,2.74,3.05,10.81,12.54,95,4.24,"A",null,"A+",4.28,6.46,"2 112",1.46]
[766,null,"1,5+1,5+3,5+6,0",1.2,1.2,2.8,4.8,null,4.21,10,11.54,0.68,2.3199999999999998,2.66,3.1,10.62,12.17,95,4.32,"A",null,"A+",4.3099999999999996,6.46,"2 096",1.45]
[767,null,"1,5+1,5+3,5+7,1",1.1000000000000001,1.1000000000000001,2.57,5.22,null,4.53,10,11.58,0.74,2.2799999999999998,2.65,3.4,10.44,12.13,95,4.4000000000000004,"A",null,"A+",4.34,6.46,"2 080",1.45]
[768,null,"1,5+1,5+4,2+4,2",1.32,1.32,3.68,3.68,null,3.9,10,11.18,0.69,2.44,2.79,3.14,11.17,12.77,95,4.1100000000000003,"A",null,"A+",4.2300000000000004,6.46,"2 137",1.46]
[769,null,"1,5+1,5+4,2+5,0",1.23,1.23,3.44,4.0999999999999996,null,4.12,10,11.32,0.71,2.34,2.74,3.27,10.71,12.54,95,4.2699999999999996,"A",null,"A+",4.3,6.46,"2 103",1.45]
[770,null,"1,5+1,5+4,2+6,0",1.1399999999999999,1.1399999999999999,3.18,4.55,null,4.41,10,11.55,0.72,2.2999999999999998,2.66,3.31,10.53,12.17,95,4.3600000000000003,"A",null,"A+",4.33,6.46,"2 088",1.45]
[771,null,"1,5+1,5+4,2+7,1",1.05,1.05,2.94,4.97,null,4.72,10,11.59,0.76,2.2599999999999998,2.65,3.48,10.35,12.13,95,4.4400000000000004,"A",null,"A+",4.3600000000000003,6.46,"2 072",1.45]
[772,null,"1,5+1,5+5,0+5,0",1.1499999999999999,1.1499999999999999,3.85,3.85,null,4.3600000000000003,10,11.45,0.71,2.33,2.7,3.27,10.67,12.36,95,4.3099999999999996,"A",null,"A+",4.3099999999999996,6.46,"2 095",1.45]
[773,null,"1,5+1,5+5,0+6,0",1.07,1.07,3.57,4.29,null,4.6399999999999997,10,11.68,0.72,2.2799999999999998,2.67,3.31,10.44,12.22,95,4.3899999999999997,"A",null,"A+",4.34,6.46,"2 080",1.45]
[774,null,"1,5+1,5+5,0+7,1",0.99,0.99,3.31,4.7,null,4.96,10,11.72,0.79,2.2400000000000002,2.65,3.61,10.26,12.13,95,4.47,"A",null,"A+",4.38,6.46,"2 065",1.44]
[775,null,"1,5+1,5+6,0+6,0",1,1,4,4,null,4.93,10,11.92,0.75,2.27,2.59,3.44,10.39,11.85,95,4.42,"A",null,"A+",4.3600000000000003,6.46,"2 072",1.44]
[776,null,"1,5+2,0+2,0+2,0",1.9,2.5299999999999998,2.5299999999999998,2.5299999999999998,null,2.77,9.5,10.68,0.49,2.31,2.54,2.2400000000000002,10.58,11.62,95,4.1100000000000003,"A",null,"A+",4.1500000000000004,6.46,"2 176",1.48]
[777,null,"1,5+2,0+2,0+2,5",1.88,2.5,2.5,3.13,null,2.92,10,10.77,0.54,2.42,2.54,2.4500000000000002,11.08,11.62,95,4.1500000000000004,"A",null,"A+",4.17,6.46,"2 167",1.48]
[778,null,"1,5+2,0+2,0+3,5",1.67,2.2200000000000002,2.2200000000000002,3.89,null,3.2,10,11.16,0.56999999999999995,2.4,2.8,2.62,10.99,12.81,95,4.18,"A",null,"A+",4.18,6.46,"2 161",1.47]
[779,null,"1,5+2,0+2,0+4,2",1.55,2.06,2.06,4.33,null,3.41,10,11.17,0.59,2.38,2.79,2.71,10.9,12.77,95,4.21,"A",null,"A+",4.2,6.46,"2 153",1.47]
[780,null,"1,5+2,0+2,0+5,0",1.43,1.9,1.9,4.76,null,3.63,10,11.29,0.62,2.35,2.74,2.84,10.76,12.54,95,4.26,"A",null,"A+",4.26,6.46,"2 119",1.46]
[781,null,"1,5+2,0+2,0+6,0",1.3,1.74,1.74,5.22,null,3.92,10,11.53,0.63,2.31,2.67,2.88,10.58,12.22,95,4.34,"A",null,"A+",4.3,6.46,"2 103",1.45]
[782,null,"1,5+2,0+2,0+7,1",1.19,1.59,1.59,5.63,null,4.2300000000000004,10,11.56,0.67,2.29,2.65,3.05,10.49,12.13,95,4.38,"A",null,"A+",4.33,6.46,"2 087",1.45]
[783,null,"1,5+2,0+2,5+2,5",1.76,2.35,2.94,2.94,null,3.06,10,10.77,0.55000000000000004,2.5099999999999998,2.54,2.54,11.49,11.62,95,3.99,"A",null,"A+",4.1900000000000004,6.46,"2 158",1.48]
[784,null,"1,5+2,0+2,5+3,5",1.58,2.11,2.63,3.68,null,3.35,10,11.16,0.59,2.4700000000000002,2.8,2.71,11.31,12.81,95,4.05,"A",null,"A+",4.2,6.46,"2 153",1.47]
[785,null,"1,5+2,0+2,5+4,2",1.47,1.96,2.4500000000000002,4.12,null,3.55,10,11.17,0.62,2.4500000000000002,2.79,2.84,11.22,12.77,95,4.09,"A",null,"A+",4.21,6.46,"2 145",1.46]
[786,null,"1,5+2,0+2,5+5,0",1.36,1.82,2.27,4.55,null,3.77,10,11.29,0.64,2.36,2.74,2.93,10.81,12.54,95,4.25,"A",null,"A+",4.28,6.46,"2 111",1.45]
[787,null,"1,5+2,0+2,5+6,0",1.25,1.67,2.08,5,null,4.07,10,11.53,0.65,2.31,2.67,2.97,10.58,12.22,95,4.33,"A",null,"A+",4.3099999999999996,6.46,"2 095",1.45]
[788,null,"1,5+2,0+2,5+7,1",1.1499999999999999,1.53,1.91,5.42,null,4.3899999999999997,10,11.56,0.7,2.27,2.65,3.18,10.39,12.13,95,4.41,"A",null,"A+",4.3499999999999996,6.46,"2 079",1.45]
[789,null,"1,5+2,0+3,5+3,5",1.43,1.9,3.33,3.33,null,3.63,10,11.17,0.64,2.4500000000000002,2.79,2.93,11.22,12.77,95,4.09,"A",null,"A+",4.21,6.46,"2 144",1.46]
[790,null,"1,5+2,0+3,5+4,2",1.34,1.79,3.13,3.75,null,3.84,10,11.17,0.69,2.4300000000000002,2.79,3.14,11.13,12.77,95,4.12,"A",null,"A+",4.2300000000000004,6.46,"2 136",1.46]
[791,null,"1,5+2,0+3,5+5,0",1.25,1.67,2.92,4.17,null,4.07,10,11.3,0.69,2.34,2.74,3.14,10.71,12.54,95,4.28,"A",null,"A+",4.3,6.46,"2 102",1.45]
[792,null,"1,5+2,0+3,5+6,0",1.1499999999999999,1.54,2.69,4.62,null,4.3600000000000003,10,11.54,0.7,2.2999999999999998,2.66,3.18,10.53,12.17,95,4.3600000000000003,"A",null,"A+",4.33,6.46,"2 087",1.45]
[793,null,"1,5+2,0+3,5+7,1",1.06,1.42,2.48,5.04,null,4.67,10,11.58,0.76,2.25,2.65,3.48,10.3,12.13,95,4.45,"A",null,"A+",4.3600000000000003,6.46,"2 071",1.44]
[794,null,"1,5+2,0+4,2+4,2",1.26,1.68,3.53,3.53,null,4.04,10,11.18,0.71,2.41,2.79,3.23,11.03,12.77,95,4.1500000000000004,"A",null,"A+",4.25,6.46,"2 128",1.46]
[795,null,"1,5+2,0+4,2+5,0",1.18,1.57,3.31,3.94,null,4.26,10,11.32,0.73,2.3199999999999998,2.74,3.36,10.62,12.54,95,4.3099999999999996,"A",null,"A+",4.3099999999999996,6.46,"2 094",1.45]
[796,null,"1,5+2,0+4,2+6,0",1.0900000000000001,1.46,3.07,4.38,null,4.55,10,11.55,0.74,2.2799999999999998,2.66,3.4,10.44,12.17,95,4.4000000000000004,"A",null,"A+",4.3499999999999996,6.46,"2 079",1.44]
[797,null,"1,5+2,0+4,2+7,1",1.01,1.35,2.84,4.8,null,4.88,10,11.59,0.79,2.2400000000000002,2.65,3.61,10.26,12.13,95,4.4800000000000004,"A",null,"A+",4.38,6.46,"2 064",1.44]
[798,null,"1,5+2,0+5,0+5,0",1.1100000000000001,1.48,3.7,3.7,null,4.5,10,11.45,0.74,2.31,2.7,3.4,10.58,12.36,95,4.3499999999999996,"A",null,"A+",4.33,6.46,"2 086",1.44]
[799,null,"1,5+2,0+5,0+6,0",1.03,1.38,3.45,4.1399999999999997,null,4.78,10,11.68,0.77,2.2599999999999998,2.67,3.53,10.35,12.22,95,4.43,"A",null,"A+",4.3600000000000003,6.46,"2 071",1.44]
[800,null,"1,5+2,0+5,0+7,1",0.96,1.28,3.21,4.55,null,5.0999999999999996,10,11.72,0.82,2.2200000000000002,2.65,3.74,10.17,12.13,95,4.51,"A",null,"A+",4.4000000000000004,6.46,"2 056",1.43]
[801,null,"1,5+2,0+6,0+6,0",0.97,1.29,3.87,3.87,null,5.07,10,11.92,0.78,2.25,2.59,3.57,10.3,11.85,95,4.46,"A",null,"A+",4.38,6.46,"2 063",1.43]
[802,null,"1,5+2,5+2,5+2,5",1.67,2.78,2.78,2.78,null,3.2,10,11.15,0.56999999999999995,2.4900000000000002,2.8,2.62,11.4,12.81,95,4.0199999999999996,"A",null,"A+",4.1900000000000004,6.46,"2 158",1.46]
[803,null,"1,5+2,5+2,5+3,5",1.5,2.5,2.5,3.5,null,3.49,10,11.16,0.62,2.4500000000000002,2.8,2.84,11.22,12.81,95,4.09,"A",null,"A+",4.22,6.46,"2 143",1.45]
[804,null,"1,5+2,5+2,5+4,2",1.4,2.34,2.34,3.93,null,3.69,10,11.17,0.64,2.4300000000000002,2.79,2.93,11.13,12.77,95,4.12,"A",null,"A+",4.2300000000000004,6.46,"2 135",1.45]
[805,null,"1,5+2,5+2,5+5,0",1.3,2.17,2.17,4.3499999999999996,null,3.92,10,11.29,0.67,2.34,2.74,3.05,10.71,12.54,95,4.28,"A",null,"A+",4.3,6.46,"2 101",1.44]
[806,null,"1,5+2,5+2,5+6,0",1.2,2,2,4.8,null,4.21,10,11.53,0.68,2.2999999999999998,2.67,3.1,10.53,12.22,95,4.3600000000000003,"A",null,"A+",4.33,6.46,"2 085",1.43]
[807,null,"1,5+2,5+2,5+7,1",1.1000000000000001,1.84,1.84,5.22,null,4.53,10,11.56,0.74,2.25,2.65,3.4,10.3,12.13,95,4.45,"A",null,"A+",4.3600000000000003,6.46,"2 070",1.43]
[808,null,"1,5+2,5+3,5+3,5",1.36,2.27,3.18,3.18,null,3.77,10,11.17,0.67,2.4300000000000002,2.79,3.05,11.13,12.77,95,4.12,"A",null,"A+",4.2300000000000004,6.46,"2 134",1.45]
[809,null,"1,5+2,5+3,5+4,2",1.28,2.14,2.99,3.59,null,3.98,10,11.17,0.71,2.41,2.79,3.27,11.03,12.77,95,4.1500000000000004,"A",null,"A+",4.25,6.46,"2 127",1.45]
[810,null,"1,5+2,5+3,5+5,0",1.2,2,2.8,4,null,4.21,10,11.3,0.71,2.3199999999999998,2.74,3.27,10.62,12.54,95,4.3099999999999996,"A",null,"A+",4.32,6.46,"2 093",1.43]
[811,null,"1,5+2,5+3,5+6,0",1.1100000000000001,1.85,2.59,4.4400000000000004,null,4.5,10,11.54,0.72,2.2799999999999998,2.66,3.31,10.44,12.17,95,4.4000000000000004,"A",null,"A+",4.3499999999999996,6.46,"2 078",1.43]
[812,null,"1,5+2,5+3,5+7,1",1.03,1.71,2.4,4.8600000000000003,null,4.8099999999999996,10,11.58,0.79,2.2400000000000002,2.65,3.61,10.26,12.13,95,4.4800000000000004,"A",null,"A+",4.38,6.46,"2 062",1.43]
[813,null,"1,5+2,5+4,2+4,2",1.21,2.02,3.39,3.39,null,4.18,10,11.18,0.73,2.4,2.79,3.36,10.99,12.77,95,4.18,"A",null,"A+",4.2699999999999996,6.46,"2 118",1.44]
[814,null,"1,5+2,5+4,2+5,0",1.1399999999999999,1.89,3.18,3.79,null,4.41,10,11.32,0.76,2.31,2.74,3.48,10.58,12.54,95,4.3499999999999996,"A",null,"A+",4.33,6.46,"2 085",1.43]
[815,null,"1,5+2,5+4,2+6,0",1.06,1.76,2.96,4.2300000000000004,null,4.7,10,11.55,0.77,2.2599999999999998,2.66,3.53,10.35,12.17,95,4.43,"A",null,"A+",4.37,6.46,"2 070",1.43]
[816,null,"1,5+2,5+4,2+7,1",0.98,1.63,2.75,4.6399999999999997,null,5.0199999999999996,10,11.59,0.85,2.2200000000000002,2.65,3.87,10.17,12.13,95,4.51,"A",null,"A+",4.4000000000000004,6.46,"2 055",1.42]
[817,null,"1,5+2,5+5,0+5,0",1.07,1.79,3.57,3.57,null,4.18,10,11.46,0.73,2.29,2.79,3.36,10.49,12.77,95,4.38,"A",null,"A+",4.3499999999999996,6.46,"2 077",1.43]
[818,null,"1,5+2,5+5,0+6,0",1,1.67,3.33,4,null,4.41,10,11.48,0.76,2.25,2.74,3.48,10.3,12.54,95,4.46,"A",null,"A+",4.38,6.46,"2 062",1.42]
[819,null,"1,5+3,5+3,5+3,5",1.25,2.92,2.92,2.92,null,4.07,10,11.17,0.71,2.4300000000000002,2.79,3.27,11.13,12.77,95,4.12,"A",null,"A+",4.24,6.46,"2 132",1.42]
[820,null,"1,5+3,5+3,5+4,2",1.18,2.76,2.76,3.31,null,4.26,10,11.18,0.76,2.41,2.79,3.48,11.03,12.77,95,4.1500000000000004,"A",null,"A+",4.25,6.46,"2 124",1.41]
[821,null,"1,5+3,5+3,5+5,0",1.1100000000000001,2.59,2.59,3.7,null,4.5,10,11.32,0.79,2.3199999999999998,2.74,3.61,10.62,12.54,95,4.3099999999999996,"A",null,"A+",4.32,6.46,"2 091",1.4]
[822,null,"1,5+3,5+3,5+6,0",1.03,2.41,2.41,4.1399999999999997,null,4.78,10,11.55,0.8,2.2799999999999998,2.66,3.66,10.44,12.17,95,4.4000000000000004,"A",null,"A+",4.3499999999999996,6.46,"2 075",1.4]
[823,null,"1,5+3,5+3,5+7,1",0.96,2.2400000000000002,2.2400000000000002,4.55,null,5.0999999999999996,10,11.59,0.85,2.2400000000000002,2.65,3.87,10.26,12.13,95,4.4800000000000004,"A",null,"A+",4.3899999999999997,6.46,"2 060",1.39]
[824,null,"1,5+3,5+4,2+4,2",1.1200000000000001,2.61,3.13,3.13,null,4.47,10,11.19,0.78,2.4,2.78,3.57,10.99,12.72,95,4.18,"A",null,"A+",4.2699999999999996,6.46,"2 116",1.41]
[825,null,"1,5+3,5+4,2+5,0",1.06,2.46,2.96,3.52,null,4.7,10,11.33,0.81,2.31,2.74,3.7,10.58,12.54,95,4.3499999999999996,"A",null,"A+",4.34,6.46,"2 083",1.4]
[826,null,"1,5+3,5+4,2+6,0",0.99,2.2999999999999998,2.76,3.95,null,4.99,10,11.56,0.82,2.2599999999999998,2.66,3.74,10.35,12.17,95,4.43,"A",null,"A+",4.37,6.46,"2 067",1.39]
[827,null,"1,5+3,5+5,0+5,0",1,2.33,3.33,3.33,null,4.93,10,11.45,0.85,2.29,2.7,3.87,10.49,12.36,95,4.38,"A",null,"A+",4.3600000000000003,6.46,"2 075",1.39]
[828,null,"1,5+4,2+4,2+4,2",1.06,2.98,2.98,2.98,null,4.67,10,11.2,0.84,2.38,2.78,3.83,10.9,12.72,95,4.22,"A",null,"A+",4.29,6.46,"2 107",1.4]
[829,null,"1,5+4,2+4,2+5,0",1.01,2.82,2.82,3.36,null,4.9000000000000004,10,11.34,0.86,2.29,2.73,3.96,10.49,12.49,95,4.38,"A",null,"A+",4.3600000000000003,6.46,"2 075",1.39]
[830,null,"2,0+2,0+2,0+2,0",2.5,2.5,2.5,2.5,null,2.92,10,10.86,0.54,2.5299999999999998,2.54,2.4500000000000002,11.58,11.62,95,3.96,"A",null,"A+",4.17,6.46,"2 166",1.48]
[831,null,"2,0+2,0+2,0+2,5",2.35,2.35,2.35,2.94,null,3.06,10,10.95,0.55000000000000004,2.5099999999999998,2.54,2.54,11.49,11.62,95,3.99,"A",null,"A+",4.1900000000000004,6.46,"2 157",1.47]
[832,null,"2,0+2,0+2,0+3,5",2.11,2.11,2.11,3.68,null,3.35,10,11.16,0.59,2.4700000000000002,2.8,2.71,11.31,12.81,95,4.05,"A",null,"A+",4.2,6.46,"2 152",1.46]
[833,null,"2,0+2,0+2,0+4,2",1.96,1.96,1.96,4.12,null,3.55,10,11.17,0.62,2.4500000000000002,2.79,2.84,11.22,12.77,95,4.09,"A",null,"A+",4.21,6.46,"2 144",1.46]
[834,null,"2,0+2,0+2,0+5,0",1.82,1.82,1.82,4.55,null,3.77,10,11.29,0.64,2.36,2.75,2.93,10.81,12.59,95,4.25,"A",null,"A+",4.28,6.46,"2 110",1.45]
[835,null,"2,0+2,0+2,0+6,0",1.67,1.67,1.67,5,null,4.07,10,11.53,0.65,2.31,2.67,2.97,10.58,12.22,95,4.33,"A",null,"A+",4.32,6.46,"2 094",1.45]
[836,null,"2,0+2,0+2,0+7,1",1.53,1.53,1.53,5.42,null,4.3899999999999997,10,11.56,0.7,2.27,2.65,3.18,10.39,12.13,95,4.41,"A",null,"A+",4.3499999999999996,6.46,"2 078",1.44]
[837,null,"2,0+2,0+2,5+2,5",2.2200000000000002,2.2200000000000002,2.78,2.78,null,3.2,10,11.15,0.56999999999999995,2.4900000000000002,2.8,2.62,11.4,12.81,95,4.0199999999999996,"A",null,"A+",4.1900000000000004,6.46,"2 159",1.47]
[838,null,"2,0+2,0+2,5+3,5",2,2,2.5,3.5,null,3.49,10,11.16,0.62,2.4500000000000002,2.8,2.84,11.22,12.81,95,4.09,"A",null,"A+",4.22,6.46,"2 143",1.46]
[839,null,"2,0+2,0+2,5+4,2",1.87,1.87,2.34,3.93,null,3.69,10,11.17,0.64,2.4300000000000002,2.79,2.93,11.13,12.77,95,4.12,"A",null,"A+",4.2300000000000004,6.46,"2 135",1.46]
[840,null,"2,0+2,0+2,5+5,0",1.74,1.74,2.17,4.3499999999999996,null,3.92,10,11.29,0.67,2.34,2.75,3.05,10.71,12.59,95,4.28,"A",null,"A+",4.3,6.46,"2 102",1.45]
[841,null,"2,0+2,0+2,5+6,0",1.6,1.6,2,4.8,null,4.21,10,11.53,0.68,2.2999999999999998,2.67,3.1,10.53,12.22,95,4.3600000000000003,"A",null,"A+",4.33,6.46,"2 086",1.44]
[842,null,"2,0+2,0+2,5+7,1",1.47,1.47,1.84,5.22,null,4.53,10,11.56,0.74,2.25,2.65,3.4,10.3,12.13,95,4.45,"A",null,"A+",4.3600000000000003,6.46,"2 070",1.44]
[843,null,"2,0+2,0+3,5+3,5",1.82,1.82,3.18,3.18,null,3.77,10,11.17,0.67,2.4300000000000002,2.79,3.05,11.13,12.77,95,4.12,"A",null,"A+",4.2300000000000004,6.46,"2 135",1.46]
[844,null,"2,0+2,0+3,5+4,2",1.71,1.71,2.99,3.59,null,3.98,10,11.17,0.71,2.41,2.79,3.27,11.03,12.77,95,4.1500000000000004,"A",null,"A+",4.25,6.46,"2 127",1.45]
[845,null,"2,0+2,0+3,5+5,0",1.6,1.6,2.8,4,null,4.21,10,11.3,0.71,2.3199999999999998,2.74,3.27,10.62,12.54,95,4.3099999999999996,"A",null,"A+",4.32,6.46,"2 093",1.44]
[846,null,"2,0+2,0+3,5+6,0",1.48,1.48,2.59,4.4400000000000004,null,4.5,10,11.54,0.72,2.2799999999999998,2.66,3.31,10.44,12.17,95,4.4000000000000004,"A",null,"A+",4.3499999999999996,6.46,"2 078",1.44]
[847,null,"2,0+2,0+3,5+7,1",1.37,1.37,2.4,4.8600000000000003,null,4.8099999999999996,10,11.58,0.79,2.2400000000000002,2.65,3.61,10.26,12.13,95,4.4800000000000004,"A",null,"A+",4.38,6.46,"2 063",1.43]
[848,null,"2,0+2,0+4,2+4,2",1.61,1.61,3.39,3.39,null,4.18,10,11.18,0.73,2.4,2.79,3.36,10.99,12.77,95,4.18,"A",null,"A+",4.26,6.46,"2 119",1.45]
[849,null,"2,0+2,0+4,2+5,0",1.52,1.52,3.18,3.79,null,4.41,10,11.32,0.76,2.31,2.74,3.48,10.58,12.54,95,4.3499999999999996,"A",null,"A+",4.33,6.46,"2 085",1.44]
[850,null,"2,0+2,0+4,2+6,0",1.41,1.41,2.96,4.2300000000000004,null,4.7,10,11.55,0.77,2.2599999999999998,2.66,3.53,10.35,12.17,95,4.43,"A",null,"A+",4.37,6.46,"2 070",1.43]
[851,null,"2,0+2,0+4,2+7,1",1.31,1.31,2.75,4.6399999999999997,null,5.0199999999999996,10,11.59,0.85,2.2200000000000002,2.65,3.87,10.17,12.13,95,4.51,"A",null,"A+",4.4000000000000004,6.46,"2 055",1.43]
[852,null,"2,0+2,0+5,0+5,0",1.43,1.43,3.57,3.57,null,4.6399999999999997,10,11.45,0.79,2.29,2.7,3.61,10.49,12.36,95,4.38,"A",null,"A+",4.3499999999999996,6.46,"2 077",1.43]
[853,null,"2,0+2,0+5,0+6,0",1.33,1.33,3.33,4,null,4.93,10,11.68,0.8,2.25,2.67,3.66,10.3,12.22,95,4.46,"A",null,"A+",4.38,6.46,"2 062",1.43]
[854,null,"2,0+2,5+2,5+2,5",2.11,2.63,2.63,2.63,null,3.35,10,11.15,0.6,2.4700000000000002,2.8,2.75,11.31,12.81,95,4.05,"A",null,"A+",4.2,6.46,"2 149",1.45]
[855,null,"2,0+2,5+2,5+3,5",1.9,2.38,2.38,3.33,null,3.63,10,11.16,0.64,2.4300000000000002,2.8,2.93,11.13,12.81,95,4.12,"A",null,"A+",4.2300000000000004,6.46,"2 134",1.45]
[856,null,"2,0+2,5+2,5+4,2",1.79,2.23,2.23,3.75,null,3.84,10,11.17,0.69,2.41,2.79,3.14,11.03,12.77,95,4.1500000000000004,"A",null,"A+",4.25,6.46,"2 126",1.44]
[857,null,"2,0+2,5+2,5+5,0",1.67,2.08,2.08,4.17,null,4.07,10,11.29,0.69,2.3199999999999998,2.75,3.14,10.62,12.59,95,4.3099999999999996,"A",null,"A+",4.32,6.46,"2 093",1.43]
[858,null,"2,0+2,5+2,5+6,0",1.54,1.92,1.92,4.62,null,4.3600000000000003,10,11.53,0.7,2.2799999999999998,2.67,3.18,10.44,12.22,95,4.4000000000000004,"A",null,"A+",4.3499999999999996,6.46,"2 077",1.43]
[859,null,"2,0+2,5+2,5+7,1",1.42,1.77,1.77,5.04,null,4.67,10,11.56,0.77,2.2400000000000002,2.65,3.53,10.26,12.13,95,4.4800000000000004,"A",null,"A+",4.38,6.46,"2 062",1.42]
[860,null,"2,0+2,5+3,5+3,5",1.74,2.17,3.04,3.04,null,3.92,10,11.17,0.69,2.41,2.79,3.14,11.03,12.77,95,4.1500000000000004,"A",null,"A+",4.25,6.46,"2 126",1.44]
[861,null,"2,0+2,5+3,5+4,2",1.64,2.0499999999999998,2.87,3.44,null,4.12,10,11.17,0.73,2.4,2.79,3.36,10.99,12.77,95,4.18,"A",null,"A+",4.2699999999999996,6.46,"2 118",1.44]
[862,null,"2,0+2,5+3,5+5,0",1.54,1.92,2.69,3.85,null,4.3600000000000003,10,11.3,0.73,2.31,2.74,3.36,10.58,12.54,95,4.3499999999999996,"A",null,"A+",4.33,6.46,"2 085",1.43]
[863,null,"2,0+2,5+3,5+6,0",1.43,1.79,2.5,4.29,null,4.6399999999999997,10,11.54,0.77,2.2599999999999998,2.66,3.53,10.35,12.17,95,4.43,"A",null,"A+",4.37,6.46,"2 070",1.42]
[864,null,"2,0+2,5+3,5+7,1",1.32,1.66,2.3199999999999998,4.7,null,4.96,10,11.58,0.82,2.2200000000000002,2.65,3.74,10.17,12.13,95,4.51,"A",null,"A+",4.4000000000000004,6.46,"2 055",1.42]
[865,null,"2,0+2,5+4,2+4,2",1.55,1.94,3.26,3.26,null,4.32,10,11.18,0.76,2.38,2.79,3.48,10.9,12.77,95,4.22,"A",null,"A+",4.28,6.46,"2 110",1.43]
[866,null,"2,0+2,5+4,2+5,0",1.46,1.82,3.07,3.65,null,4.55,10,11.32,0.79,2.29,2.74,3.61,10.49,12.54,95,4.38,"A",null,"A+",4.3499999999999996,6.46,"2 077",1.42]
[867,null,"2,0+2,5+4,2+6,0",1.36,1.7,2.86,4.08,null,4.8499999999999996,10,11.55,0.8,2.25,2.66,3.66,10.3,12.17,95,4.46,"A",null,"A+",4.38,6.46,"2 062",1.42]
[868,null,"2,0+2,5+5,0+5,0",1.38,1.72,3.45,3.45,null,4.78,10,11.45,0.82,2.27,2.7,3.74,10.39,12.36,95,4.41,"A",null,"A+",4.37,6.46,"2 069",1.42]
[869,null,"2,0+2,5+5,0+6,0",1.29,1.61,3.23,3.87,null,5.07,10,11.68,0.83,2.23,2.67,3.79,10.210000000000001,12.22,95,4.49,"A",null,"A+",4.4000000000000004,6.46,"2 054",1.42]
[870,null,"2,0+3,5+3,5+3,5",1.6,2.8,2.8,2.8,null,4.21,10,11.17,0.73,2.41,2.79,3.36,11.03,12.77,95,4.1500000000000004,"A",null,"A+",4.26,6.46,"2 123",1.41]
[871,null,"2,0+3,5+3,5+4,2",1.52,2.65,2.65,3.18,null,4.41,10,11.18,0.79,2.4,2.79,3.61,10.99,12.77,95,4.18,"A",null,"A+",4.2699999999999996,6.46,"2 115",1.4]
[872,null,"2,0+3,5+3,5+5,0",1.43,2.5,2.5,3.57,null,4.6399999999999997,10,11.32,0.82,2.31,2.74,3.74,10.58,12.54,95,4.3499999999999996,"A",null,"A+",4.34,6.46,"2 082",1.39]
[873,null,"2,0+3,5+3,5+6,0",1.33,2.33,2.33,4,null,4.93,10,11.55,0.82,2.2599999999999998,2.66,3.74,10.35,12.17,95,4.43,"A",null,"A+",4.37,6.46,"2 067",1.39]
[874,null,"2,0+3,5+4,2+4,2",1.44,2.52,3.02,3.02,null,4.6100000000000003,10,11.19,0.84,2.38,2.78,3.83,10.9,12.72,95,4.22,"A",null,"A+",4.29,6.46,"2 107",1.4]
[875,null,"2,0+3,5+4,2+5,0",1.36,2.38,2.86,3.4,null,4.8499999999999996,10,11.33,0.84,2.29,2.74,3.83,10.49,12.54,95,4.38,"A",null,"A+",4.3600000000000003,6.46,"2 075",1.39]
[876,null,"2,0+3,5+5,0+5,0",1.29,2.2599999999999998,3.23,3.23,null,5.07,10,11.45,0.86,2.29,2.7,3.96,10.49,12.36,95,4.38,"A",null,"A+",4.3600000000000003,6.46,"2 075",1.39]
[877,null,"2,0+4,2+4,2+4,2",1.37,2.88,2.88,2.88,null,4.8099999999999996,10,11.2,0.86,2.36,2.78,3.96,10.81,12.72,95,4.25,"A",null,"A+",4.3,6.46,"2 099",1.4]
[878,null,"2,0+4,2+4,2+5,0",1.3,2.73,2.73,3.25,null,5.04,10,11.34,0.89,2.27,2.73,4.09,10.39,12.49,95,4.41,"A",null,"A+",4.37,6.46,"2 067",1.39]
[879,null,"2,5+2,5+2,5+2,5",2.5,2.5,2.5,2.5,null,3.49,10,11.15,0.62,2.4500000000000002,2.8,2.84,11.22,12.81,95,4.09,"A",null,"A+",4.22,6.46,"2 141",1.45]
[880,null,"2,5+2,5+2,5+3,5",2.27,2.27,2.27,3.18,null,3.77,10,11.16,0.67,2.41,2.8,3.05,11.03,12.81,95,4.1500000000000004,"A",null,"A+",4.25,6.46,"2 125",1.44]
[881,null,"2,5+2,5+2,5+4,2",2.14,2.14,2.14,3.59,null,3.98,10,11.17,0.71,2.4,2.79,3.27,10.99,12.77,95,4.18,"A",null,"A+",4.2699999999999996,6.46,"2 118",1.43]
[882,null,"2,5+2,5+2,5+5,0",2,2,2,4,null,4.21,10,11.29,0.71,2.31,2.75,3.27,10.58,12.59,95,4.3499999999999996,"A",null,"A+",4.33,6.46,"2 085",1.42]
[883,null,"2,5+2,5+2,5+6,0",1.85,1.85,1.85,4.4400000000000004,null,4.5,10,11.53,0.72,2.2599999999999998,2.67,3.31,10.35,12.22,95,4.43,"A",null,"A+",4.37,6.46,"2 069",1.42]
[884,null,"2,5+2,5+2,5+7,1",1.71,1.71,1.71,4.8600000000000003,null,4.8099999999999996,10,11.56,0.79,2.2200000000000002,2.65,3.61,10.17,12.13,95,4.51,"A",null,"A+",4.4000000000000004,6.46,"2 054",1.42]
[885,null,"2,5+2,5+3,5+3,5",2.08,2.08,2.92,2.92,null,4.07,10,11.17,0.71,2.4,2.79,3.27,10.99,12.77,95,4.18,"A",null,"A+",4.2699999999999996,6.46,"2 117",1.43]
[886,null,"2,5+2,5+3,5+4,2",1.97,1.97,2.76,3.31,null,4.26,10,11.17,0.76,2.38,2.79,3.48,10.9,12.77,95,4.22,"A",null,"A+",4.28,6.46,"2 109",1.43]
[887,null,"2,5+2,5+3,5+5,0",1.85,1.85,2.59,3.7,null,4.5,10,11.3,0.79,2.29,2.74,3.61,10.49,12.54,95,4.38,"A",null,"A+",4.3499999999999996,6.46,"2 077",1.42]
[888,null,"2,5+2,5+3,5+6,0",1.72,1.72,2.41,4.1399999999999997,null,4.78,10,11.54,0.8,2.25,2.66,3.66,10.3,12.17,95,4.46,"A",null,"A+",4.38,6.46,"2 062",1.42]
[889,null,"2,5+2,5+3,5+7,1",1.6,1.6,2.2400000000000002,4.55,null,5.0999999999999996,10,11.58,0.85,2.21,2.65,3.87,10.119999999999999,12.13,95,4.54,"A",null,"A+",4.41,6.46,"2 047",1.41]
[890,null,"2,5+2,5+4,2+4,2",1.87,1.87,3.13,3.13,null,4.47,10,11.18,0.79,2.36,2.79,3.61,10.81,12.77,95,4.25,"A",null,"A+",4.3,6.46,"2 101",1.43]
[891,null,"2,5+2,5+4,2+5,0",1.76,1.76,2.96,3.52,null,4.7,10,11.32,0.82,2.27,2.74,3.74,10.39,12.54,95,4.41,"A",null,"A+",4.37,6.46,"2 069",1.42]
[892,null,"2,5+2,5+4,2+6,0",1.64,1.64,2.76,3.95,null,4.99,10,11.55,0.82,2.23,2.66,3.74,10.210000000000001,12.17,95,4.49,"A",null,"A+",4.4000000000000004,6.46,"2 054",1.41]
[893,null,"2,5+2,5+5,0+5,0",1.67,1.67,3.33,3.33,null,4.93,10,11.45,0.85,2.25,2.7,3.87,10.3,12.36,95,4.45,"A",null,"A+",4.38,6.46,"2 061",1.41]
[894,null,"2,5+3,5+3,5+3,5",1.92,2.69,2.69,2.69,null,4.3600000000000003,10,11.17,0.79,2.4,2.79,3.61,10.99,12.77,95,4.18,"A",null,"A+",4.2699999999999996,6.46,"2 114",1.4]
[895,null,"2,5+3,5+3,5+4,2",1.82,2.5499999999999998,2.5499999999999998,3.07,null,4.55,10,11.18,0.81,2.38,2.79,3.7,10.9,12.77,95,4.22,"A",null,"A+",4.29,6.46,"2 107",1.4]
[896,null,"2,5+3,5+3,5+5,0",1.72,2.41,2.41,3.45,null,4.78,10,11.32,0.84,2.29,2.74,3.83,10.49,12.54,95,4.38,"A",null,"A+",4.3600000000000003,6.46,"2 074",1.39]
[897,null,"2,5+3,5+3,5+6,0",1.61,2.2599999999999998,2.2599999999999998,3.87,null,5.07,10,11.55,0.85,2.25,2.66,3.87,10.3,12.17,95,4.46,"A",null,"A+",4.3899999999999997,6.46,"2 059",1.38]
[898,null,"2,5+3,5+4,2+4,2",1.74,2.4300000000000002,2.92,2.92,null,4.75,10,11.19,0.86,2.36,2.78,3.96,10.81,12.72,95,4.25,"A",null,"A+",4.3099999999999996,6.46,"2 099",1.39]
[899,null,"2,5+3,5+4,2+5,0",1.64,2.2999999999999998,2.76,3.29,null,4.99,10,11.33,0.86,2.27,2.74,3.96,10.39,12.54,95,4.41,"A",null,"A+",4.37,6.46,"2 066",1.38]
[900,null,"2,5+4,2+4,2+4,2",1.66,2.78,2.78,2.78,null,4.96,10,11.2,0.89,2.34,2.78,4.09,10.71,12.72,95,4.28,"A",null,"A+",4.32,6.46,"2 091",1.39]
[901,null,"3,5+3,5+3,5+3,5",2.5,2.5,2.5,2.5,null,4.6399999999999997,10,11.18,0.84,2.33,2.79,3.83,10.67,12.77,95,4.3,"A",null,"A+",4.33,6.46,"2 085",1.4]
[902,null,"3,5+3,5+3,5+4,2",2.38,2.38,2.38,2.86,null,4.8499999999999996,10,11.19,0.86,2.31,2.78,3.96,10.58,12.72,95,4.33,"A",null,"A+",4.3499999999999996,6.46,"2 077",1.39]
[903,null,"3,5+3,5+3,5+5,0",2.2599999999999998,2.2599999999999998,2.2599999999999998,3.23,null,5.07,10,11.33,0.89,2.23,2.74,4.09,10.210000000000001,12.54,95,4.49,"A",null,"A+",4.42,6.46,"2 046",1.38]
[904,null,"3,5+3,5+4,2+4,2",2.27,2.27,2.73,2.73,null,5.04,10,11.2,0.92,2.2999999999999998,2.78,4.22,10.53,12.72,95,4.3600000000000003,"A",null,"A+",4.37,6.46,"2 069",1.39]
[905,null,"1,5+1,5+1,5+1,5+1,5",2,2,2,2,2,2.77,10,10.9,0.42,2.14,2.4700000000000002,1.94,9.8000000000000007,11.3,95,4.68,"A",null,"A+",4.25,6.46,"2 127",1.25]
[906,null,"1,5+1,5+1,5+1,5+2,0",1.88,1.88,1.88,1.88,2.5,2.92,10,10.9,0.44,2.13,2.4700000000000002,2.02,9.75,11.3,95,4.72,"A",null,"A+",4.26,6.46,"2 119",1.24]
[907,null,"1,5+1,5+1,5+1,5+2,5",1.76,1.76,1.76,1.76,2.94,3.06,10,10.9,0.48,2.11,2.4700000000000002,2.19,9.66,11.3,95,4.75,"A",null,"A+",4.28,6.46,"2 111",1.24]
[908,null,"1,5+1,5+1,5+1,5+3,5",1.58,1.58,1.58,1.58,3.68,3.35,10,11.55,0.52,2.08,2.66,2.37,9.52,12.17,95,4.8099999999999996,"A",null,"A+",4.3099999999999996,6.46,"2 096",1.23]
[909,null,"1,5+1,5+1,5+1,5+4,2",1.47,1.47,1.47,1.47,4.12,3.55,10,11.55,0.55000000000000004,2.0699999999999998,2.66,2.54,9.48,12.17,95,4.84,"A",null,"A+",4.33,6.46,"2 088",1.23]
[910,null,"1,5+1,5+1,5+1,5+5,0",1.36,1.36,1.36,1.36,4.55,3.77,10,11.69,0.56000000000000005,2,2.67,2.58,9.16,12.22,95,5,"A",null,"A+",4.4000000000000004,6.46,"2 055",1.22]
[911,null,"1,5+1,5+1,5+1,5+6,0",1.25,1.25,1.25,1.25,5,4.07,10,11.93,0.56000000000000005,1.99,2.59,2.58,9.11,11.85,95,5.04,"A",null,"A+",4.42,6.46,"2 043",1.21]
[912,null,"1,5+1,5+1,5+1,5+7,1",1.1499999999999999,1.1499999999999999,1.1499999999999999,1.1499999999999999,5.42,4.3899999999999997,10,11.96,0.62,1.96,2.57,2.84,8.98,11.76,95,5.12,"A",null,"A+",4.43,6.46,"2 039",1.21]
[913,null,"1,5+1,5+1,5+2,0+2,0",1.76,1.76,1.76,2.35,2.35,3.06,10,10.9,0.48,2.11,2.4700000000000002,2.19,9.66,11.3,95,4.75,"A",null,"A+",4.28,6.46,"2 110",1.24]
[914,null,"1,5+1,5+1,5+2,0+2,5",1.67,1.67,1.67,2.2200000000000002,2.78,3.2,10,11.54,0.5,2.1,2.66,2.2799999999999998,9.6199999999999992,12.17,95,4.78,"A",null,"A+",4.3,6.46,"2 102",1.24]
[915,null,"1,5+1,5+1,5+2,0+3,5",1.5,1.5,1.5,2,3.5,3.49,10,11.55,0.54,2.0699999999999998,2.66,2.4500000000000002,9.48,12.17,95,4.84,"A",null,"A+",4.33,6.46,"2 087",1.23]
[916,null,"1,5+1,5+1,5+2,0+4,2",1.4,1.4,1.4,1.87,3.93,3.69,10,11.55,0.57999999999999996,2.06,2.66,2.67,9.43,12.17,95,4.88,"A",null,"A+",4.3499999999999996,6.46,"2 079",1.22]
[917,null,"1,5+1,5+1,5+2,0+5,0",1.3,1.3,1.3,1.74,4.3499999999999996,3.92,10,11.69,0.57999999999999996,1.99,2.67,2.67,9.11,12.22,95,5.04,"A",null,"A+",4.42,6.46,"2 046",1.21]
[918,null,"1,5+1,5+1,5+2,0+6,0",1.2,1.2,1.2,1.6,4.8,4.21,10,11.93,0.61,1.96,2.59,2.8,8.98,11.85,95,5.12,"A",null,"A+",4.45,6.46,"2 031",1.21]
[919,null,"1,5+1,5+1,5+2,0+7,1",1.1000000000000001,1.1000000000000001,1.1000000000000001,1.47,5.22,4.53,10,11.96,0.65,1.93,2.57,2.97,8.84,11.76,95,5.2,"A",null,"A+",4.4800000000000004,6.46,"2 018",1.21]
[920,null,"1,5+1,5+1,5+2,5+2,5",1.58,1.58,1.58,2.63,2.63,3.35,10,11.54,0.52,2.08,2.66,2.37,9.52,12.17,95,4.8099999999999996,"A",null,"A+",4.32,6.46,"2 094",1.23]
[921,null,"1,5+1,5+1,5+2,5+3,5",1.43,1.43,1.43,2.38,3.33,3.63,10,11.55,0.56000000000000005,2.06,2.66,2.58,9.43,12.17,95,4.88,"A",null,"A+",4.3499999999999996,6.46,"2 078",1.22]
[922,null,"1,5+1,5+1,5+2,5+4,2",1.34,1.34,1.34,2.23,3.75,3.84,10,11.55,0.6,2.04,2.66,2.75,9.34,12.17,95,4.91,"A",null,"A+",4.3600000000000003,6.46,"2 071",1.22]
[923,null,"1,5+1,5+1,5+2,5+5,0",1.25,1.25,1.25,2.08,4.17,4.07,10,11.69,0.62,1.98,2.67,2.84,9.07,12.22,95,5.07,"A",null,"A+",4.43,6.46,"2 038",1.21]
[924,null,"1,5+1,5+1,5+2,5+6,0",1.1499999999999999,1.1499999999999999,1.1499999999999999,1.92,4.62,4.3600000000000003,10,11.93,0.63,1.95,2.59,2.88,8.93,11.85,95,5.15,"A",null,"A+",4.4400000000000004,6.46,"2 034",1.21]
[925,null,"1,5+1,5+1,5+2,5+7,1",1.06,1.06,1.06,1.77,5.04,4.67,10,11.96,0.67,1.92,2.57,3.05,8.7899999999999991,11.76,95,5.23,"A",null,"A+",4.47,6.46,"2 022",1.2]
[926,null,"1,5+1,5+1,5+3,5+3,5",1.3,1.3,1.3,3.04,3.04,3.92,10,11.55,0.62,2.04,2.66,2.84,9.34,12.17,95,4.91,"A",null,"A+",4.37,6.46,"2 070",1.22]
[927,null,"1,5+1,5+1,5+3,5+4,2",1.23,1.23,1.23,2.87,3.44,4.12,10,11.56,0.65,2.0299999999999998,2.66,2.97,9.3000000000000007,12.17,95,4.9400000000000004,"A",null,"A+",4.38,6.46,"2 062",1.22]
[928,null,"1,5+1,5+1,5+3,5+5,0",1.1499999999999999,1.1499999999999999,1.1499999999999999,2.69,3.85,4.3600000000000003,10,11.7,0.67,1.97,2.66,3.05,9.02,12.17,95,5.0999999999999996,"A",null,"A+",4.45,6.46,"2 030",1.21]
[929,null,"1,5+1,5+1,5+3,5+6,0",1.07,1.07,1.07,2.5,4.29,4.6399999999999997,10,11.94,0.68,1.94,2.58,3.1,8.8800000000000008,11.81,95,5.18,"A",null,"A+",4.46,6.46,"2 027",1.2]
[930,null,"1,5+1,5+1,5+3,5+7,1",0.99,0.99,0.99,2.3199999999999998,4.7,4.96,10,11.97,0.74,1.91,2.57,3.4,8.75,11.76,95,5.26,"A",null,"A+",4.4800000000000004,6.46,"2 015",1.2]
[931,null,"1,5+1,5+1,5+4,2+4,2",1.1599999999999999,1.1599999999999999,1.1599999999999999,3.26,3.26,4.32,10,11.58,0.69,2.02,2.65,3.14,9.25,12.13,95,4.97,"A",null,"A+",4.4000000000000004,6.46,"2 054",1.21]
[932,null,"1,5+1,5+1,5+4,2+5,0",1.0900000000000001,1.0900000000000001,1.0900000000000001,3.07,3.65,4.55,10,11.71,0.71,1.97,2.66,3.27,9.02,12.17,95,5.08,"A",null,"A+",4.4400000000000004,6.46,"2 037",1.2]
[933,null,"1,5+1,5+1,5+4,2+6,0",1.02,1.02,1.02,2.86,4.08,4.8499999999999996,10,11.95,0.72,1.91,2.58,3.31,8.75,11.81,95,5.26,"A",null,"A+",4.49,6.46,"2 013",1.2]
[934,null,"1,5+1,5+1,5+5,0+5,0",1.03,1.03,1.03,3.45,3.45,4.78,10,11.84,0.71,1.9,2.61,3.27,8.6999999999999993,11.95,95,5.28,"A",null,"A+",4.5199999999999996,6.46,"2 000",1.2]
[935,null,"1,5+1,5+1,5+5,0+6,0",0.97,0.97,0.97,3.23,3.87,5.07,10,12.07,0.74,1.87,2.5299999999999998,3.4,8.56,11.58,95,5.36,"A",null,"A+",4.55,6.46,"1 987",1.19]
[936,null,"1,5+1,5+2,0+2,0+2,0",1.67,1.67,2.2200000000000002,2.2200000000000002,2.2200000000000002,3.2,10,11.54,0.5,2.1,2.66,2.2799999999999998,9.6199999999999992,12.17,95,4.78,"A",null,"A+",4.3,6.46,"2 103",1.24]
[937,null,"1,5+1,5+2,0+2,0+2,5",1.58,1.58,2.11,2.11,2.63,3.35,10,11.54,0.52,2.09,2.66,2.37,9.57,12.17,95,4.79,"A",null,"A+",4.3099999999999996,6.46,"2 095",1.24]
[938,null,"1,5+1,5+2,0+2,0+3,5",1.43,1.43,1.9,1.9,3.33,3.63,10,11.55,0.56000000000000005,2.09,2.66,2.58,9.57,12.17,95,4.8099999999999996,"A",null,"A+",4.34,6.46,"2 080",1.23]
[939,null,"1,5+1,5+2,0+2,0+4,2",1.34,1.34,1.79,1.79,3.75,3.84,10,11.55,0.6,2.08,2.66,2.75,9.52,12.17,95,4.82,"A",null,"A+",4.3600000000000003,6.46,"2 073",1.23]
[940,null,"1,5+1,5+2,0+2,0+5,0",1.25,1.25,1.67,1.67,4.17,4.07,10,11.69,0.62,2.0699999999999998,2.67,2.84,9.48,12.22,95,4.84,"A",null,"A+",4.43,6.46,"2 040",1.22]
[941,null,"1,5+1,5+2,0+2,0+6,0",1.1499999999999999,1.1499999999999999,1.54,1.54,4.62,4.3600000000000003,10,11.93,0.63,2.0699999999999998,2.59,2.88,9.48,11.85,95,4.8499999999999996,"A",null,"A+",4.4400000000000004,6.46,"2 037",1.21]
[942,null,"1,5+1,5+2,0+2,0+7,1",1.06,1.06,1.42,1.42,5.04,4.67,10,11.96,0.67,2.06,2.57,3.05,9.43,11.76,95,4.8600000000000003,"A",null,"A+",4.46,6.46,"2 025",1.21]
[943,null,"1,5+1,5+2,0+2,5+2,5",1.5,1.5,2,2.5,2.5,3.49,10,11.54,0.55000000000000004,2.09,2.66,2.5,9.57,12.17,95,4.8,"A",null,"A+",4.33,6.46,"2 087",1.24]
[944,null,"1,5+1,5+2,0+2,5+3,5",1.36,1.36,1.82,2.27,3.18,3.77,10,11.55,0.57999999999999996,2.08,2.66,2.67,9.52,12.17,95,4.82,"A",null,"A+",4.3600000000000003,6.46,"2 072",1.23]
[945,null,"1,5+1,5+2,0+2,5+4,2",1.28,1.28,1.71,2.14,3.59,3.98,10,11.55,0.62,2.08,2.66,2.84,9.52,12.17,95,4.83,"A",null,"A+",4.38,6.46,"2 064",1.22]
[946,null,"1,5+1,5+2,0+2,5+5,0",1.2,1.2,1.6,2,4,4.21,10,11.69,0.65,2.0699999999999998,2.67,2.97,9.48,12.22,95,4.8499999999999996,"A",null,"A+",4.45,6.46,"2 032",1.21]
[947,null,"1,5+1,5+2,0+2,5+6,0",1.1100000000000001,1.1100000000000001,1.48,1.85,4.4400000000000004,4.5,10,11.93,0.65,2.0299999999999998,2.59,2.97,9.3000000000000007,11.85,95,4.95,"A",null,"A+",4.47,6.46,"2 022",1.21]
[948,null,"1,5+1,5+2,0+2,5+7,1",1.03,1.03,1.37,1.71,4.8600000000000003,4.8099999999999996,10,11.96,0.71,2.02,2.57,3.27,9.25,11.76,95,4.95,"A",null,"A+",4.5,6.46,"2 010",1.21]
[949,null,"1,5+1,5+2,0+3,5+3,5",1.25,1.25,1.67,2.92,2.92,4.07,10,11.55,0.65,2.08,2.66,2.97,9.52,12.17,95,4.83,"A",null,"A+",4.38,6.46,"2 064",1.22]
[950,null,"1,5+1,5+2,0+3,5+4,2",1.18,1.18,1.57,2.76,3.31,4.26,10,11.56,0.67,2.0699999999999998,2.66,3.05,9.48,12.17,95,4.84,"A",null,"A+",4.3899999999999997,6.46,"2 056",1.22]
[951,null,"1,5+1,5+2,0+3,5+5,0",1.1100000000000001,1.1100000000000001,1.48,2.59,3.7,4.5,10,11.7,0.7,2.06,2.66,3.18,9.43,12.17,95,4.8600000000000003,"A",null,"A+",4.46,6.46,"2 024",1.21]
[952,null,"1,5+1,5+2,0+3,5+6,0",1.03,1.03,1.38,2.41,4.1399999999999997,4.78,10,11.94,0.7,2.02,2.58,3.18,9.25,11.81,95,4.95,"A",null,"A+",4.49,6.46,"2 015",1.21]
[953,null,"1,5+1,5+2,0+3,5+7,1",0.96,0.96,1.28,2.2400000000000002,4.55,5.0999999999999996,10,11.97,0.76,1.99,2.57,3.48,9.11,11.76,95,5.05,"A",null,"A+",4.53,6.46,"1 995",1.2]
[954,null,"1,5+1,5+2,0+4,2+4,2",1.1200000000000001,1.1200000000000001,1.49,3.13,3.13,4.47,10,11.58,0.71,2.0699999999999998,2.65,3.27,9.48,12.13,95,4.84,"A",null,"A+",4.41,6.46,"2 048",1.22]
[955,null,"1,5+1,5+2,0+4,2+5,0",1.06,1.06,1.41,2.96,3.52,4.7,10,11.71,0.74,2.06,2.66,3.4,9.43,12.17,95,4.87,"A",null,"A+",4.45,6.46,"2 028",1.21]
[956,null,"1,5+1,5+2,0+4,2+6,0",0.99,0.99,1.32,2.76,3.95,4.99,10,11.95,0.74,2.0499999999999998,2.58,3.4,9.39,11.81,95,4.88,"A",null,"A+",4.4800000000000004,6.46,"2 016",1.2]
[957,null,"1,5+1,5+2,0+5,0+5,0",1,1,1.33,3.33,3.33,4.93,10,11.84,0.77,2,2.61,3.53,9.16,11.95,95,5.0199999999999996,"A",null,"A++",4.5999999999999996,6.46,"1 966",1.18]
[958,null,"1,5+1,5+2,5+2,5+2,5",1.43,1.43,2.38,2.38,2.38,3.63,10,11.54,0.56000000000000005,2.08,2.66,2.58,9.52,12.17,95,4.82,"A",null,"A+",4.3600000000000003,6.46,"2 071",1.23]
[959,null,"1,5+1,5+2,5+2,5+3,5",1.3,1.3,2.17,2.17,3.04,3.92,10,11.55,0.63,2.0699999999999998,2.66,2.88,9.48,12.17,95,4.84,"A",null,"A+",4.3899999999999997,6.46,"2 057",1.22]
[960,null,"1,5+1,5+2,5+2,5+4,2",1.23,1.23,2.0499999999999998,2.0499999999999998,3.44,4.12,10,11.55,0.65,2.0699999999999998,2.66,2.97,9.48,12.17,95,4.84,"A",null,"A+",4.41,6.46,"2 049",1.22]
[961,null,"1,5+1,5+2,5+2,5+5,0",1.1499999999999999,1.1499999999999999,1.92,1.92,3.85,4.3600000000000003,10,11.69,0.67,2.06,2.67,3.05,9.43,12.22,95,4.87,"A",null,"A+",4.45,6.46,"2 030",1.21]
[962,null,"1,5+1,5+2,5+2,5+6,0",1.07,1.07,1.79,1.79,4.29,4.6399999999999997,10,11.93,0.68,2.0499999999999998,2.59,3.1,9.39,11.85,95,4.88,"A",null,"A+",4.4800000000000004,6.46,"2 018",1.2]
[963,null,"1,5+1,5+2,5+2,5+7,1",0.99,0.99,1.66,1.66,4.7,4.96,10,11.96,0.74,2.0499999999999998,2.57,3.4,9.39,11.76,95,4.8899999999999997,"A",null,"A+",4.51,6.46,"2 006",1.2]
[964,null,"1,5+1,5+2,5+3,5+3,5",1.2,1.2,2,2.8,2.8,4.21,10,11.55,0.67,2.0699999999999998,2.66,3.05,9.48,12.17,95,4.84,"A",null,"A+",4.41,6.46,"2 048",1.22]
[965,null,"1,5+1,5+2,5+3,5+4,2",1.1399999999999999,1.1399999999999999,1.89,2.65,3.18,4.41,10,11.56,0.71,2.0699999999999998,2.66,3.27,9.48,12.17,95,4.8499999999999996,"A",null,"A+",4.43,6.46,"2 041",1.21]
[966,null,"1,5+1,5+2,5+3,5+5,0",1.07,1.07,1.79,2.5,3.57,4.6399999999999997,10,11.7,0.71,2.0499999999999998,2.66,3.27,9.39,12.17,95,4.88,"A",null,"A+",4.47,6.46,"2 023",1.2]
[967,null,"1,5+1,5+2,5+3,5+6,0",1,1,1.67,2.33,4,4.93,10,11.94,0.74,2.0499999999999998,2.58,3.4,9.39,11.81,95,4.8899999999999997,"A",null,"A+",4.49,6.46,"2 011",1.2]
[968,null,"1,5+1,5+2,5+4,2+4,2",1.08,1.08,1.8,3.02,3.02,4.6100000000000003,10,11.58,0.74,2.06,2.65,3.4,9.43,12.13,95,4.8600000000000003,"A",null,"A+",4.4400000000000004,6.46,"2 033",1.21]
[969,null,"1,5+1,5+2,5+4,2+5,0",1.02,1.02,1.7,2.86,3.4,4.8499999999999996,10,11.71,0.77,2.0499999999999998,2.66,3.53,9.39,12.17,95,4.8899999999999997,"A",null,"A+",4.4800000000000004,6.46,"2 016",1.2]
[970,null,"1,5+1,5+2,5+5,0+5,0",0.97,0.97,1.61,3.23,3.23,5.07,10,11.84,0.79,2,2.61,3.61,9.16,11.95,95,5,"A",null,"A++",4.5999999999999996,6.46,"1 964",1.2]
[971,null,"1,5+1,5+3,5+3,5+3,5",1.1100000000000001,1.1100000000000001,2.59,2.59,2.59,4.5,10,11.56,0.71,2.0499999999999998,2.66,3.27,9.39,12.17,95,4.9000000000000004,"A",null,"A+",4.4800000000000004,6.46,"2 018",1.21]
[972,null,"1,5+1,5+3,5+3,5+4,2",1.06,1.06,2.46,2.46,2.96,4.7,10,11.58,0.76,2.04,2.65,3.48,9.34,12.13,95,4.91,"A",null,"A+",4.49,6.46,"2 011",1.21]
[973,null,"1,5+1,5+3,5+3,5+5,0",1,1,2.33,2.33,3.33,4.93,10,11.71,0.79,2.0299999999999998,2.66,3.61,9.3000000000000007,12.17,95,4.9400000000000004,"A",null,"A+",4.53,6.46,"1 994",1.2]
[974,null,"1,5+1,5+3,5+4,2+4,2",1.01,1.01,2.35,2.82,2.82,4.9000000000000004,10,11.59,0.82,2.04,2.65,3.74,9.34,12.13,95,4.92,"A",null,"A+",4.51,6.46,"2 003",1.21]
[975,null,"1,5+2,0+2,0+2,0+2,0",1.58,2.11,2.11,2.11,2.11,3.35,10,11.54,0.52,2.0699999999999998,2.66,2.37,9.48,12.17,95,4.84,"A",null,"A+",4.4000000000000004,6.46,"2 056",1.22]
[976,null,"1,5+2,0+2,0+2,0+2,5",1.5,2,2,2,2.5,3.49,10,11.54,0.55000000000000004,2.0699999999999998,2.66,2.5,9.48,12.17,95,4.84,"A",null,"A+",4.41,6.46,"2 048",1.22]
[977,null,"1,5+2,0+2,0+2,0+3,5",1.36,1.82,1.82,1.82,3.18,3.77,10,11.55,0.57999999999999996,2.06,2.66,2.67,9.43,12.17,95,4.8600000000000003,"A",null,"A+",4.4400000000000004,6.46,"2 034",1.21]
[978,null,"1,5+2,0+2,0+2,0+4,2",1.28,1.71,1.71,1.71,3.59,3.98,10,11.55,0.62,2.06,2.66,2.84,9.43,12.17,95,4.87,"A",null,"A+",4.46,6.46,"2 027",1.21]
[979,null,"1,5+2,0+2,0+2,0+5,0",1.2,1.6,1.6,1.6,4,4.21,10,11.69,0.65,2.0499999999999998,2.67,2.97,9.39,12.22,95,4.9000000000000004,"A",null,"A+",4.49,6.46,"2 011",1.19]
[980,null,"1,5+2,0+2,0+2,0+6,0",1.1100000000000001,1.48,1.48,1.48,4.4400000000000004,4.5,10,11.7,0.65,2.04,2.65,2.97,9.34,12.13,95,4.91,"A",null,"A+",4.5199999999999996,6.46,"1 999",1.19]
[981,null,"1,5+2,0+2,0+2,0+7,1",1.03,1.37,1.37,1.37,4.8600000000000003,4.8099999999999996,10,11.96,0.71,2,2.66,3.27,9.16,12.17,95,5,"A",null,"A++",4.5999999999999996,6.46,"1 964",1.17]
[982,null,"1,5+2,0+2,0+2,5+2,5",1.43,1.9,1.9,2.38,2.38,3.63,10,11.54,0.56000000000000005,2.0699999999999998,2.61,2.58,9.48,11.95,95,4.8499999999999996,"A",null,"A+",4.43,6.46,"2 040",1.21]
[983,null,"1,5+2,0+2,0+2,5+3,5",1.3,1.74,1.74,2.17,3.04,3.92,10,11.55,0.63,2.06,2.66,2.88,9.43,12.17,95,4.87,"A",null,"A+",4.46,6.46,"2 026",1.21]
[984,null,"1,5+2,0+2,0+2,5+4,2",1.23,1.64,1.64,2.0499999999999998,3.44,4.12,10,11.55,0.65,2.0499999999999998,2.65,2.97,9.39,12.13,95,4.88,"A",null,"A+",4.4800000000000004,6.46,"2 019",1.2]
[985,null,"1,5+2,0+2,0+2,5+5,0",1.1499999999999999,1.54,1.54,1.92,3.85,4.3600000000000003,10,11.69,0.67,2.04,2.66,3.05,9.34,12.17,95,4.91,"A",null,"A+",4.51,6.46,"2 005",1.19]
[986,null,"1,5+2,0+2,0+2,5+6,0",1.07,1.43,1.43,1.79,4.29,4.6399999999999997,10,11.72,0.68,2.04,2.65,3.1,9.34,12.13,95,4.92,"A",null,"A+",4.53,6.46,"1 993",1.19]
[987,null,"1,5+2,0+2,0+2,5+7,1",0.99,1.32,1.32,1.66,4.7,4.96,10,11.96,0.74,2,2.66,3.4,9.16,12.17,95,5.01,"A",null,"A++",4.62,6.46,"1 958",1.17]
[988,null,"1,5+2,0+2,0+3,5+3,5",1.2,1.6,1.6,2.8,2.8,4.21,10,11.55,0.67,2.0499999999999998,2.66,3.05,9.39,12.17,95,4.88,"A",null,"A+",4.4800000000000004,6.46,"2 018",1.2]
[989,null,"1,5+2,0+2,0+3,5+4,2",1.1399999999999999,1.52,1.52,2.65,3.18,4.41,10,11.56,0.71,2.0499999999999998,2.66,3.27,9.39,12.17,95,4.8899999999999997,"A",null,"A+",4.47,6.46,"2 023",1.2]
[990,null,"1,5+2,0+2,0+3,5+5,0",1.07,1.43,1.43,2.5,3.57,4.6399999999999997,10,11.7,0.71,2.04,2.67,3.27,9.34,12.22,95,4.92,"A",null,"A+",4.5199999999999996,6.46,"1 998",1.19]
[991,null,"1,5+2,0+2,0+3,5+6,0",1,1.33,1.33,2.33,4,4.93,10,11.94,0.74,2,2.65,3.4,9.16,12.13,95,5.01,"A",null,"A++",4.5999999999999996,6.46,"1 963",1.17]
[992,null,"1,5+2,0+2,0+4,2+4,2",1.08,1.44,1.44,3.02,3.02,4.6100000000000003,10,11.58,0.74,2.0499999999999998,2.66,3.4,9.39,12.17,95,4.9000000000000004,"A",null,"A+",4.4800000000000004,6.46,"2 016",1.19]
[993,null,"1,5+2,0+2,0+4,2+5,0",1.02,1.36,1.36,2.86,3.4,4.8499999999999996,10,11.71,0.77,2.0299999999999998,2.61,3.53,9.3000000000000007,11.95,95,4.93,"A",null,"A+",4.54,6.46,"1 991",1.18]
[994,null,"1,5+2,0+2,0+5,0+5,0",0.97,1.29,1.29,3.23,3.23,5.07,10,11.84,0.79,2,2.66,3.61,9.16,12.17,95,5.0199999999999996,"A",null,"A++",4.63,6.46,"1 954",1.1599999999999999]
[995,null,"1,5+2,0+2,5+2,5+2,5",1.36,1.82,2.27,2.27,2.27,3.77,10,11.54,0.57999999999999996,2.0699999999999998,2.66,2.67,9.48,12.17,95,4.8499999999999996,"A",null,"A+",4.43,6.46,"2 041",1.21]
[996,null,"1,5+2,0+2,5+2,5+3,5",1.25,1.67,2.08,2.08,2.92,4.07,10,11.55,0.65,2.06,2.66,2.97,9.43,12.17,95,4.87,"A",null,"A+",4.46,6.46,"2 027",1.21]
[997,null,"1,5+2,0+2,5+2,5+4,2",1.18,1.57,1.97,1.97,3.31,4.26,10,11.55,0.67,2.0499999999999998,2.66,3.05,9.39,12.17,95,4.88,"A",null,"A+",4.47,6.46,"2 020",1.2]
[998,null,"1,5+2,0+2,5+2,5+5,0",1.1100000000000001,1.48,1.85,1.85,3.7,4.5,10,11.69,0.7,2.04,2.67,3.18,9.34,12.22,95,4.91,"A",null,"A+",4.51,6.46,"2 005",1.19]
[999,null,"1,5+2,0+2,5+2,5+6,0",1.03,1.38,1.72,1.72,4.1399999999999997,4.78,10,11.93,0.7,2.04,2.59,3.18,9.34,11.85,95,4.92,"A",null,"A+",4.53,6.46,"1 993",1.19]
[1000,null,"1,5+2,0+2,5+2,5+7,1",0.96,1.28,1.6,1.6,4.55,5.0999999999999996,10,11.96,0.77,2,2.57,3.53,9.16,11.76,95,5.01,"A",null,"A++",4.6100000000000003,6.46,"1 959",1.18]
[1001,null,"1,5+2,0+2,5+3,5+3,5",1.1499999999999999,1.54,1.92,2.69,2.69,4.3600000000000003,10,11.55,0.7,2.0499999999999998,2.66,3.18,9.39,12.17,95,4.88,"A",null,"A+",4.4800000000000004,6.46,"2 019",1.2]
[1002,null,"1,5+2,0+2,5+3,5+4,2",1.0900000000000001,1.46,1.82,2.5499999999999998,3.07,4.55,10,11.56,0.74,2.0499999999999998,2.66,3.4,9.39,12.17,95,4.8899999999999997,"A",null,"A+",4.47,6.46,"2 024",1.2]
[1003,null,"1,5+2,0+2,5+3,5+5,0",1.03,1.38,1.72,2.41,3.45,4.78,10,11.7,0.77,2.04,2.66,3.53,9.34,12.17,95,4.92,"A",null,"A+",4.5199999999999996,6.46,"1 998",1.19]
[1004,null,"1,5+2,0+2,5+3,5+6,0",0.97,1.29,1.61,2.2599999999999998,3.87,5.07,10,11.94,0.77,2,2.66,3.53,9.16,12.17,95,5.0199999999999996,"A",null,"A++",4.6100000000000003,6.46,"1 962",1.1599999999999999]
[1005,null,"1,5+2,0+2,5+4,2+4,2",1.04,1.39,1.74,2.92,2.92,4.75,10,11.58,0.76,2.0499999999999998,2.65,3.48,9.39,12.13,95,4.9000000000000004,"A",null,"A+",4.4800000000000004,6.46,"2 017",1.19]
[1006,null,"1,5+2,0+2,5+4,2+5,0",0.99,1.32,1.64,2.76,3.29,4.99,10,11.71,0.79,1.99,2.66,3.61,9.11,12.17,95,5.04,"A",null,"A++",4.63,6.46,"1 950",1.18]
[1007,null,"1,5+2,0+3,5+3,5+3,5",1.07,1.43,2.5,2.5,2.5,4.6399999999999997,10,11.56,0.77,2.0499999999999998,2.66,3.53,9.39,12.17,95,4.8899999999999997,"A",null,"A+",4.49,6.46,"2 012",1.2]
[1008,null,"1,5+2,0+3,5+3,5+4,2",1.02,1.36,2.38,2.38,2.86,4.8499999999999996,10,11.58,0.79,2.0499999999999998,2.65,3.61,9.39,12.13,95,4.9000000000000004,"A",null,"A+",4.5,6.46,"2 006",1.19]
[1009,null,"1,5+2,0+3,5+3,5+5,0",0.97,1.29,2.2599999999999998,2.2599999999999998,3.23,5.07,10,11.71,0.82,2,2.66,3.74,9.16,12.17,95,5.01,"A",null,"A++",4.6100000000000003,6.46,"1 962",1.18]
[1010,null,"1,5+2,0+3,5+4,2+4,2",0.97,1.3,2.27,2.73,2.73,5.04,10,11.59,0.85,2.04,2.65,3.87,9.34,12.13,95,4.91,"A",null,"A+",4.5199999999999996,6.46,"1 999",1.19]
[1011,null,"1,5+2,5+2,5+2,5+2,5",1.3,2.17,2.17,2.17,2.17,3.92,10,11.54,0.63,2.06,2.66,2.88,9.43,12.17,95,4.87,"A",null,"A+",4.46,6.46,"2 026",1.21]
[1012,null,"1,5+2,5+2,5+2,5+3,5",1.2,2,2,2,2.8,4.21,10,11.55,0.67,2.0299999999999998,2.66,3.05,9.3000000000000007,12.17,95,4.9400000000000004,"A",null,"A+",4.47,6.46,"2 020",1.2]
[1013,null,"1,5+2,5+2,5+2,5+4,2",1.1399999999999999,1.89,1.89,1.89,3.18,4.41,10,11.55,0.71,2.0299999999999998,2.66,3.27,9.3000000000000007,12.17,95,4.95,"A",null,"A+",4.49,6.46,"2 013",1.19]
[1014,null,"1,5+2,5+2,5+2,5+5,0",1.07,1.79,1.79,1.79,3.57,4.6399999999999997,10,11.69,0.71,1.98,2.67,3.27,9.07,12.22,95,5.0599999999999996,"A",null,"A++",4.5999999999999996,6.46,"1 964",1.18]
[1015,null,"1,5+2,5+2,5+2,5+6,0",1,1.67,1.67,1.67,4,4.93,10,11.93,0.75,1.98,2.59,3.44,9.07,11.85,95,5.0599999999999996,"A",null,"A++",4.63,6.46,"1 952",1.18]
[1016,null,"1,5+2,5+2,5+3,5+3,5",1.1100000000000001,1.85,1.85,2.59,2.59,4.5,10,11.55,0.71,2.0299999999999998,2.66,3.27,9.3000000000000007,12.17,95,4.95,"A",null,"A+",4.49,6.46,"2 013",1.19]
[1017,null,"1,5+2,5+2,5+3,5+4,2",1.06,1.76,1.76,2.46,2.96,4.7,10,11.56,0.77,2.02,2.66,3.53,9.25,12.17,95,4.95,"A",null,"A+",4.5,6.46,"2 007",1.19]
[1018,null,"1,5+2,5+2,5+3,5+5,0",1,1.67,1.67,2.33,3.33,4.93,10,11.7,0.79,1.97,2.66,3.61,9.02,12.17,95,5.09,"A",null,"A++",4.62,6.46,"1 957",1.18]
[1019,null,"1,5+2,5+2,5+4,2+4,2",1.01,1.68,1.68,2.82,2.82,4.9000000000000004,10,11.58,0.82,2.02,2.65,3.74,9.25,12.13,95,4.96,"A",null,"A+",4.5199999999999996,6.46,"2 000",1.19]
[1020,null,"1,5+2,5+3,5+3,5+3,5",1.03,1.72,2.41,2.41,2.41,4.78,10,11.56,0.79,2.02,2.66,3.61,9.25,12.17,95,4.95,"A",null,"A+",4.51,6.46,"2 006",1.19]
[1021,null,"1,5+2,5+3,5+3,5+4,2",0.99,1.64,2.2999999999999998,2.2999999999999998,2.76,4.99,10,11.58,0.82,2.02,2.65,3.74,9.25,12.13,95,4.96,"A",null,"A+",4.5199999999999996,6.46,"2 000",1.19]
[1022,null,"1,5+3,5+3,5+3,5+3,5",0.97,2.2599999999999998,2.2599999999999998,2.2599999999999998,2.2599999999999998,5.07,10,11.58,0.85,2,2.65,3.87,9.16,12.13,95,5,"A",null,"A+",4.5599999999999996,6.46,"1 981",1.18]
[1023,null,"2,0+2,0+2,0+2,0+2,0",2,2,2,2,2,3.49,10,11.54,0.55000000000000004,2.0499999999999998,2.66,2.5,9.39,12.17,95,4.8899999999999997,"A",null,"A+",4.47,6.46,"2 023",1.2]
[1024,null,"2,0+2,0+2,0+2,0+2,5",1.9,1.9,1.9,1.9,2.38,3.63,10,11.54,0.56000000000000005,2.0499999999999998,2.66,2.58,9.39,12.17,95,4.9000000000000004,"A",null,"A+",4.4800000000000004,6.46,"2 017",1.19]
[1025,null,"2,0+2,0+2,0+2,0+3,5",1.74,1.74,1.74,1.74,3.04,3.92,10,11.55,0.63,2.04,2.66,2.88,9.34,12.17,95,4.92,"A",null,"A+",4.51,6.46,"2 006",1.19]
[1026,null,"2,0+2,0+2,0+2,0+4,2",1.64,1.64,1.64,1.64,3.44,4.12,10,11.55,0.65,2.0299999999999998,2.66,2.97,9.3000000000000007,12.17,95,4.93,"A",null,"A+",4.5199999999999996,6.46,"2 000",1.18]
[1027,null,"2,0+2,0+2,0+2,0+5,0",1.54,1.54,1.54,1.54,3.85,4.3600000000000003,10,11.69,0.67,2,2.67,3.05,9.16,12.22,95,5.0199999999999996,"A",null,"A++",4.6100000000000003,6.46,"1 959",1.17]
[1028,null,"2,0+2,0+2,0+2,0+6,0",1.43,1.43,1.43,1.43,4.29,4.6399999999999997,10,11.93,0.68,1.99,2.59,3.1,9.11,11.85,95,5.03,"A",null,"A++",4.6399999999999997,6.46,"1 948",1.17]
[1029,null,"2,0+2,0+2,0+2,0+7,1",1.32,1.32,1.32,1.32,4.7,4.96,10,11.96,0.74,1.99,2.57,3.4,9.11,11.76,95,5.04,"A",null,"A++",4.66,6.46,"1 937",1.1599999999999999]
[1030,null,"2,0+2,0+2,0+2,5+2,5",1.82,1.82,1.82,2.27,2.27,3.77,10,11.54,0.57999999999999996,2.04,2.66,2.67,9.34,12.17,95,4.91,"A",null,"A+",4.49,6.46,"2 010",1.19]
[1031,null,"2,0+2,0+2,0+2,5+3,5",1.67,1.67,1.67,2.08,2.92,4.07,10,11.55,0.65,2.0299999999999998,2.66,2.97,9.3000000000000007,12.17,95,4.93,"A",null,"A+",4.5199999999999996,6.46,"1 999",1.18]
[1032,null,"2,0+2,0+2,0+2,5+4,2",1.57,1.57,1.57,1.97,3.31,4.26,10,11.55,0.67,2.0299999999999998,2.66,3.05,9.3000000000000007,12.17,95,4.9400000000000004,"A",null,"A+",4.53,6.46,"1 993",1.18]
[1033,null,"2,0+2,0+2,0+2,5+5,0",1.48,1.48,1.48,1.85,3.7,4.5,10,11.69,0.7,1.99,2.67,3.18,9.11,12.22,95,5.04,"A",null,"A++",4.62,6.46,"1 955",1.17]
[1034,null,"2,0+2,0+2,0+2,5+6,0",1.38,1.38,1.38,1.72,4.1399999999999997,4.78,10,11.93,0.7,1.99,2.59,3.18,9.11,11.85,95,5.05,"A",null,"A++",4.6500000000000004,6.46,"1 944",1.1599999999999999]
[1035,null,"2,0+2,0+2,0+2,5+7,1",1.28,1.28,1.28,1.6,4.55,5.0999999999999996,10,11.96,0.77,1.98,2.57,3.53,9.07,11.76,95,5.0599999999999996,"A",null,"A++",4.67,6.46,"1 933",1.1599999999999999]
[1036,null,"2,0+2,0+2,0+3,5+3,5",1.54,1.54,1.54,2.69,2.69,3.77,10,11.54,0.57999999999999996,2.0299999999999998,2.66,2.67,9.3000000000000007,12.17,95,4.9400000000000004,"A",null,"A+",4.54,6.46,"1 992",1.18]
[1037,null,"2,0+2,0+2,0+3,5+4,2",1.46,1.46,1.46,2.5499999999999998,3.07,4.55,10,11.56,0.74,2.0299999999999998,2.66,3.4,9.3000000000000007,12.17,95,4.95,"A",null,"A+",4.55,6.46,"1 986",1.18]
[1038,null,"2,0+2,0+2,0+3,5+5,0",1.38,1.38,1.38,2.41,3.45,4.78,10,11.7,0.77,1.99,2.66,3.53,9.11,12.17,95,5.04,"A",null,"A++",4.6500000000000004,6.46,"1 941",1.1599999999999999]
[1039,null,"2,0+2,0+2,0+3,5+6,0",1.29,1.29,1.29,2.2599999999999998,3.87,5.07,10,11.94,0.77,1.99,2.58,3.53,9.11,11.81,95,5.05,"A",null,"A++",4.68,6.46,"1 931",1.1599999999999999]
[1040,null,"2,0+2,0+2,0+4,2+4,2",1.39,1.39,1.39,2.92,2.92,4.75,10,11.58,0.76,2.02,2.65,3.48,9.25,12.13,95,4.95,"A",null,"A++",4.6100000000000003,6.46,"1 961",1.17]
[1041,null,"2,0+2,0+2,0+4,2+5,0",1.32,1.32,1.32,2.76,3.29,4.99,10,11.71,0.79,2.0099999999999998,2.71,3.61,9.1999999999999993,12.4,95,4.9800000000000004,"A",null,"A++",4.66,6.46,"1 938",1.1599999999999999]
[1042,null,"2,0+2,0+2,5+2,5+2,5",1.74,1.74,2.17,2.17,2.17,3.92,10,11.54,0.63,2.04,2.66,2.88,9.34,12.17,95,4.91,"A",null,"A+",4.49,6.46,"2 011",1.19]
[1043,null,"2,0+2,0+2,5+2,5+3,5",1.6,1.6,2,2,2.8,4.21,10,11.55,0.67,2.0299999999999998,2.66,3.05,9.3000000000000007,12.17,95,4.93,"A",null,"A+",4.5199999999999996,6.46,"1 999",1.18]
[1044,null,"2,0+2,0+2,5+2,5+4,2",1.52,1.52,1.89,1.89,3.18,4.41,10,11.55,0.7,2.0299999999999998,2.66,3.18,9.3000000000000007,12.17,95,4.9400000000000004,"A",null,"A+",4.53,6.46,"1 993",1.18]
[1045,null,"2,0+2,0+2,5+2,5+5,0",1.43,1.43,1.79,1.79,3.57,4.6399999999999997,10,11.69,0.71,1.99,2.67,3.27,9.11,12.22,95,5.03,"A",null,"A++",4.63,6.46,"1 953",1.17]
[1046,null,"2,0+2,0+2,5+2,5+6,0",1.33,1.33,1.67,1.67,4,4.93,10,11.93,0.75,1.99,2.59,3.44,9.11,11.85,95,5.04,"A",null,"A++",4.6500000000000004,6.46,"1 942",1.1599999999999999]
[1047,null,"2,0+2,0+2,5+3,5+3,5",1.48,1.48,1.85,2.59,2.59,4.5,10,11.55,0.71,1.99,2.66,3.27,9.11,12.17,95,5.03,"A",null,"A++",4.5999999999999996,6.46,"1 963",1.18]
[1048,null,"2,0+2,0+2,5+3,5+4,2",1.41,1.41,1.76,2.46,2.96,4.7,10,11.56,0.77,1.99,2.66,3.53,9.11,12.17,95,5.04,"A",null,"A++",4.62,6.46,"1 957",1.18]
[1049,null,"2,0+2,0+2,5+3,5+5,0",1.33,1.33,1.67,2.33,3.33,4.93,10,11.7,0.79,1.98,2.66,3.61,9.07,12.17,95,5.0599999999999996,"A",null,"A++",4.67,6.46,"1 934",1.1599999999999999]
[1050,null,"2,0+2,0+2,5+4,2+4,2",1.34,1.34,1.68,2.82,2.82,4.9000000000000004,10,11.58,0.82,1.99,2.7,3.74,9.11,12.36,95,5.05,"A",null,"A++",4.63,6.46,"1 951",1.17]
[1051,null,"2,0+2,0+3,5+3,5+3,5",1.38,1.38,2.41,2.41,2.41,4.78,10,11.56,0.79,1.99,2.66,3.61,9.11,12.17,95,5.04,"A",null,"A++",4.62,6.46,"1 957",1.18]
[1052,null,"2,0+2,0+3,5+3,5+4,2",1.32,1.32,2.2999999999999998,2.2999999999999998,2.76,4.99,10,11.58,0.82,1.99,2.7,3.74,9.11,12.36,95,5.05,"A",null,"A++",4.63,6.46,"1 951",1.17]
[1053,null,"2,0+2,5+2,5+2,5+2,5",1.67,2.08,2.08,2.08,2.08,4.07,10,11.54,0.65,2.0299999999999998,2.66,2.97,9.3000000000000007,12.17,95,4.93,"A",null,"A+",4.5199999999999996,6.46,"1 999",1.18]
[1054,null,"2,0+2,5+2,5+2,5+3,5",1.54,1.92,1.92,1.92,2.69,4.3600000000000003,10,11.55,0.7,2.0299999999999998,2.66,3.18,9.3000000000000007,12.17,95,4.95,"A",null,"A+",4.55,6.46,"1 987",1.18]
[1055,null,"2,0+2,5+2,5+2,5+4,2",1.46,1.82,1.82,1.82,3.07,4.55,10,11.55,0.74,2.02,2.66,3.4,9.25,12.17,95,4.95,"A",null,"A+",4.5599999999999996,6.46,"1 981",1.17]
[1056,null,"2,0+2,5+2,5+2,5+5,0",1.38,1.72,1.72,1.72,3.45,4.78,10,11.69,0.77,1.99,2.67,3.53,9.11,12.22,95,5.05,"A",null,"A++",4.6500000000000004,6.46,"1 942",1.1599999999999999]
[1057,null,"2,0+2,5+2,5+2,5+6,0",1.29,1.61,1.61,1.61,3.87,5.07,10,11.93,0.77,1.98,2.59,3.53,9.07,11.85,95,5.0599999999999996,"A",null,"A++",4.68,6.46,"1 931",1.1599999999999999]
[1058,null,"2,0+2,5+2,5+3,5+3,5",1.43,1.79,1.79,2.5,2.5,4.6399999999999997,10,11.55,0.77,1.99,2.66,3.53,9.11,12.17,95,5.03,"A",null,"A++",4.5999999999999996,6.46,"1 963",1.17]
[1059,null,"2,0+2,5+2,5+3,5+4,2",1.36,1.7,1.7,2.38,2.86,4.8499999999999996,10,11.56,0.79,1.99,2.66,3.61,9.11,12.17,95,5.04,"A",null,"A++",4.62,6.46,"1 957",1.17]
[1060,null,"2,0+2,5+2,5+3,5+5,0",1.29,1.61,1.61,2.2599999999999998,3.23,5.07,10,11.7,0.82,1.98,2.66,3.74,9.07,12.17,95,5.0599999999999996,"A",null,"A++",4.67,6.46,"1 934",1.1599999999999999]
[1061,null,"2,0+2,5+2,5+4,2+4,2",1.3,1.62,1.62,2.73,2.73,5.04,10,11.58,0.85,1.99,2.7,3.87,9.11,12.36,95,5.05,"A",null,"A++",4.63,6.46,"1 951",1.1599999999999999]
[1062,null,"2,0+2,5+3,5+3,5+3,5",1.33,1.67,2.33,2.33,2.33,4.93,10,11.56,0.82,1.99,2.66,3.74,9.11,12.17,95,5.04,"A",null,"A++",4.62,6.46,"1 957",1.17]
[1063,null,"2,5+2,5+2,5+2,5+2,5",2,2,2,2,2,4.21,10,11.54,0.68,2.0299999999999998,2.66,3.1,9.3000000000000007,12.17,95,4.95,"A",null,"A+",4.55,6.46,"1 987",1.18]
[1064,null,"2,5+2,5+2,5+2,5+3,5",1.85,1.85,1.85,1.85,2.59,4.5,10,11.55,0.72,2.02,2.66,3.31,9.25,12.17,95,4.96,"A",null,"A+",4.57,6.46,"1 975",1.17]
[1065,null,"2,5+2,5+2,5+2,5+4,2",1.76,1.76,1.76,1.76,2.96,4.7,10,11.55,0.77,2.02,2.66,3.53,9.25,12.17,95,4.97,"A",null,"A+",4.59,6.46,"1 970",1.1599999999999999]
[1066,null,"2,5+2,5+2,5+2,5+5,0",1.67,1.67,1.67,1.67,3.33,4.93,10,11.69,0.8,2,2.67,3.66,9.16,12.22,95,5,"A",null,"A++",4.6399999999999997,6.46,"1 946",1.1499999999999999]
[1067,null,"2,5+2,5+2,5+3,5+3,5",1.72,1.72,1.72,2.41,2.41,4.78,10,11.55,0.8,2.02,2.66,3.66,9.25,12.17,95,4.97,"A",null,"A++",4.5999999999999996,6.46,"1 965",1.1599999999999999]
[1068,null,"2,5+2,5+2,5+3,5+4,2",1.64,1.64,1.64,2.2999999999999998,2.76,4.99,10,11.56,0.82,2.0099999999999998,2.66,3.74,9.1999999999999993,12.17,95,4.9800000000000004,"A",null,"A++",4.6100000000000003,6.46,"1 959",1.1599999999999999]
[1069,null,"2,5+2,5+3,5+3,5+3,5",1.61,1.61,2.2599999999999998,2.2599999999999998,2.2599999999999998,5.07,10,11.57,0.85,1.99,2.66,3.87,9.11,12.17,95,5.03,"A",null,"A++",4.66,6.46,"1 940",1.1499999999999999]

{"sheet":"Pictures","index":11,"n_rows":8,"n_cols":2,"rows_kept":8,"cut":false,"hidden":true,"merged":[]}
[null,"A2MXM40A9"]
[null,"A2MXM50A9"]
[null,"A3MXM40A9"]
[null,"A3MXM52A9"]
[null,"A3MXM68A9"]
[null,"A4MXM68A9"]
[null,"A4MXM80A9"]
[null,"A5MXM90A9"]

{"sheet":"Ceník","index":12,"n_rows":8754,"n_cols":4,"rows_kept":8754,"cut":false,"hidden":true,"merged":[]}
["jednotka","cena ceník","popis","typ"]
["BYCQ140C",7716,"dekorační panel",{"$f":"\"\"","v":""}]
["2MXM68A",61102,"venkovní jednotka Multisplit 230V - R32"]
["EKMBDXB",80932,"hlavní jednotka DII-net Modbus rozhraní"]
["CVXM20A",25826,"vnitřní jedn. parapetní R32 vč. IR ovl.","Rezidenční"]
["EKMBPP1",9111,"Modbus adaptér"]
["2MXM68A",68610,"venkovní jednotka Multisplit 230V - R32","Rezidenční"]
["FAA71B",22388,"vnitř. jedn. nástěnná Sky Air R32/R410A"]
["FAA100B",24198,"vnitř. jedn. nástěnná Sky Air R32/R410A"]
[4358,75031,"DucoBox Energy Premium 325 - 1ZS - levá, 1-zónová, bez předehřívače","Rezidenční"]
[4359,75031,"DucoBox Energy Premium 325 - 1ZS - pravá, 1-zónová, bez předehřívače","Rezidenční"]
[4360,78874,"DucoBox Energy Premium 325 - 1ZH - levá, 1-zónová, s předehřívačem","Rezidenční"]
[4361,78874,"DucoBox Energy Premium 325 - 1ZH - pravá, 1-zónová, s předehřívačem","Rezidenční"]
[4362,86558,"DucoBox Energy Premium 325 - 2ZS - levá, 2-zónová, bez předehřívače","Rezidenční"]
[4363,86558,"DucoBox Energy Premium 325 - 2ZS - pravá, 2-zónová, bez předehřívače","Rezidenční"]
[4364,90344,"DucoBox Energy Premium 325 - 2ZH - levá, 2-zónová, s předehřívačem","Rezidenční"]
[4365,90344,"DucoBox Energy Premium 325 - 2ZH - pravá, 2-zónová, s předehřívačem","Rezidenční"]
[4366,84636,"DucoBox Energy Premium 400 - 1ZS - levá, 1-zónová, bez předehřívače","Rezidenční"]
[4367,84636,"DucoBox Energy Premium 400 - 1ZS - pravá, 1-zónová, bez předehřívače","Rezidenční"]
[4368,88422,"DucoBox Energy Premium 400 - 1ZH - levá, 1-zónová, s předehřívačem","Rezidenční"]
[4369,88422,"DucoBox Energy Premium 400 - 1ZH - pravá, 1-zónová, s předehřívačem","Rezidenční"]
[4370,96107,"DucoBox Energy Premium 400 - 2ZS - levá, 2-zónová, bez předehřívače","Rezidenční"]
[4371,96107,"DucoBox Energy Premium 400 - 2ZS - pravá, 2-zónová, bez předehřívače","Rezidenční"]
[4372,100005,"DucoBox Energy Premium 400 - 2ZH - levá, 2-zónová, s předehřívačem","Rezidenční"]
[4373,100005,"DucoBox Energy Premium 400 - 2ZH - pravá, 2-zónová, s předehřívačem","Rezidenční"]
[155079.04999999999,11186,"set E jednostěnný","Vytápění"]
[155079.07999999999,11489,"set H","Vytápění"]
[155079.09,13536,"set K","Vytápění"]
[155079.14000000001,18117,"set E / ES jednostěnný","Vytápění"]
[155079.15,11429,"sada komponentů spalovacího potrubí set GW1","Vytápění"]
[155079.17000000001,7709,"sada komponentů spalovacího potrubí AAS1 GCU C","Vytápění"]
["162016-RTX",2873,"připojení solárního panelu FIX-VPB","Vytápění"]
["162029-RTX",400,"oddělovací nástroj","Vytápění"]
["162031-RTX",15528,"deskový výměník RPTW1","Vytápění"]
["162035-RTX",3673,"sada propojení dvou řad kolektorů CONRVP","Vytápění"]
["162037-RTX",6945,"sada připojení do střechy RCIP","Vytápění"]
["162038-RTX",13311,"průchodka rovnou střechou RCFP","Vytápění"]
["162051-RTX",11055,"expanzní nádoba MAG S35 vč.příslušenství","Vytápění"]
["162052-RTX",4802,"nemrznoucí sol. směs. 20L CORACON SOL 5F","Vytápění"]
["164102-RTX",3054,"regulátor průtoku 2-16L/min. FLG","Vytápění"]
["164110-RTX",908,"kabel blokování hořáku BSKK","Vytápění"]
["164262-RTX",5018,"nástavec potrubí Solaris CON X 50","Vytápění"]
["164616-RTX",6655,"doplňková sada pro břidlicové krytiny","Vytápění"]
["164703-RTX",2873,"hák pro uchycení na střechu 4ks FIX WD","Vytápění"]
["164704-RTX",3382,"hák pro uchycení na střechu 4ks FIX BD","Vytápění"]
["1DRH004",1709,"Drain heater kit 24V Z350-Z380","Chladírenství"]
["1KGM001",3688,"REFRI Stacionární<Ostatní<N/A","Chladírenství"]
["1KGM002",4126,"REFRI Stacionární<Ostatní<N/A","Chladírenství"]
["1KGM004",3937,"REFRI Stacionární<Ostatní<N/A","Chladírenství"]
["1KGM005",4500,"REFRI Stacionární<Ostatní<N/A","Chladírenství"]
["1KGM007",5626,"REFRI Stacionární<Ostatní<N/A","Chladírenství"]
["1KGM008",6313,"REFRI Stacionární<Ostatní<N/A","Chladírenství"]
["1KGM010",6352,"nástěnný panel pro GM 3","Chladírenství"]
["1KGM016",3794,"izolační sada pro průchod stěnnou pro GM","Chladírenství"]
["1KGM017",4167,"izolační sada pro průchod stěnnou pro GM","Chladírenství"]
["1KGM018",4542,"izolační sada pro průchod stěnnou pro GM","Chladírenství"]
["1KGM023",4203,"-","Chladírenství"]
["1KGM024",5055,"-","Chladírenství"]
["1KIT617",5032,"Uno Remote controller box","Chladírenství"]
["1KIT628",6325,"remote control panel with cables        ","Chladírenství"]
["1KIT628ACC",6325,"Remote control panel with cables","Chladírenství"]
["1KIT629",6959,"master control kit                      ","Chladírenství"]
["1KIT803",8166,"Uno Cab controller bracket","Chladírenství"]
["1KIT849ACC",1651,"ACC<REFR<OTHERS","Chladírenství"]
["1KIT862ACC",852,"-","Chladírenství"]
["1ROS001",4552,"Remote oil separator kit R134a","Chladírenství"]
["2AMXF40A",45937,"Siesta venkovní split jednotka","Rezidenční"]
["2AMXF50A",55124,"Siesta venkovní split jednotka","Rezidenční"]
["2AMXM40M9",39241,"Siesta venkovní split jednotka","Rezidenční"]
["2AMXM50M",47961,"Siesta venkovní split jednotka","Rezidenční"]
["2AMXM50M9",47961,"Siesta venkovní split jednotka","Rezidenční"]
["2KIT026",3951,"-","Chladírenství"]
["2KTC001D",5182,"Zanotti potrubní sada pro GS, SPO a LS mo","Komerční"]
["2KTC001E",5182,"Zanotti potrubní sada pro GS, SPO a LS mo","Komerční"]
["2KTC002D",6952,"Zanotti potrubní sada pro GS, SPO a LS mo","Komerční"]
["2KTC002E",6952,"Zanotti potrubní sada pro GS, SPO a LS mo","Komerční"]
["2KTC003D",10784,"Zanotti potrubní sada pro GS, SPO a LS mo","Komerční"]
["2KTC003E",10784,"Zanotti potrubní sada pro GS, SPO a LS mo","Komerční"]
["2KTC004D",5923,"Zanotti potrubní sada pro GS, SPO a LS mo","Komerční"]
["2KTC004E",5923,"Zanotti potrubní sada pro GS, SPO a LS mo","Komerční"]
["2KTC005D",7984,"Zanotti potrubní sada pro GS, SPO a LS mo","Komerční"]
["2KTC005E",7984,"Zanotti potrubní sada pro GS, SPO a LS mo","Komerční"]
["2KTC006D",13165,"Zanotti potrubní sada pro GS, SPO a LS mo","Komerční"]
["2KTC006E",13165,"Zanotti potrubní sada pro GS, SPO a LS mo","Komerční"]
["2KTC007D",5923,"Zanotti potrubní sada pro GS, SPO a LS mo","Komerční"]
["2KTC007E",5923,"Zanotti potrubní sada pro GS, SPO a LS mo","Komerční"]
["2KTC008D",7984,"Zanotti potrubní sada pro GS, SPO a LS mo","Komerční"]
["2KTC008E",7984,"Zanotti potrubní sada pro GS, SPO a LS mo","Komerční"]
["2KTC009D",13165,"Zanotti potrubní sada pro GS, SPO a LS mo","Komerční"]
["2KTC009E",13165,"Zanotti potrubní sada pro GS, SPO a LS mo","Komerční"]
["2MXF40A",32369,"Sensira venkovní split jednotka","Rezidenční"]
["2MXF50A",40171,"Sensira venkovní split jednotka","Rezidenční"]
["2MXM40A",44909,"Venkovní multisplit jednotka pro 2 vnitřní jednotky","Rezidenční"]
["2MXM40A9",44909,"Venkovní multisplit jednotka pro 2 vnitřní jednotky","Rezidenční"]
["2MXM40M",44028,"-","Rezidenční"]
["2MXM40N",44028,"-","Rezidenční"]
["2MXM40N9",44028,"-","Rezidenční"]
["2MXM50A",54887,"Venkovní multisplit jednotka pro 2 vnitřní jednotky","Rezidenční"]
["2MXM50A9",54887,"Venkovní multisplit jednotka pro 2 vnitřní jednotky","Rezidenční"]
["2MXM50N",53811,"-","Rezidenční"]
["2MXM50N9",53811,"-","Rezidenční"]
["2MXM68A",71354,"Venkovní multisplit jednotka pro 2 vnitřní jednotky","Rezidenční"]
["2MXM68A9",71354,"Venkovní multisplit jednotka pro 2 vnitřní jednotky","Rezidenční"]
["2MXM68N",69955,"-","Rezidenční"]
["3AMXF52A9",60011,"3AMXF52A9 SIESTA venkovní multisplit jednotka s kompresorem swing ","Rezidenční"]
["3CMT883",10576,"Compressor QP21XD-1805 24V P-V8 137 Z","Chladírenství"]
["3FLA074",857,"-","Komerční"]
["3MCB001ACC",26693,"-","Chladírenství"]
["3MCB002ACC",33735,"-","Chladírenství"]
["3MCT014ACC",1874,"-","Chladírenství"]
["3MXF52A9",48315,"Sensira venkovní split jednotka","Rezidenční"]
["3MXF68A9",53738,"Sensira venkovní split jednotka","Rezidenční"]
["3MXM40A",52721,"Venkovní multisplit jednotka pro 2-3 vnitřní jednotky","Rezidenční"]
["3MXM40A9",52721,"Venkovní multisplit jednotka pro 2-3 vnitřní jednotky","Rezidenční"]
["3MXM40N7",51686,"-","Rezidenční"]
["3MXM40N8",51686,"-","Rezidenční"]
["3MXM52A",58527,"Venkovní multisplit jednotka pro 2-3 vnitřní jednotky","Rezidenční"]
["3MXM52A9",58527,"Venkovní multisplit jednotka pro 2-3 vnitřní jednotky","Rezidenční"]
["3MXM52N7",57380,"-","Rezidenční"]
["3MXM52N8",57380,"-","Rezidenční"]
["3MXM68A",71995,"Venkovní multisplit jednotka pro 2-3 vnitřní jednotky","Rezidenční"]
["3MXM68A9",71995,"Venkovní multisplit jednotka pro 2-3 vnitřní jednotky","Rezidenční"]
["3MXM68N9",70583,"-","Rezidenční"]
["3PRM1380ACC",5422,"-","Chladírenství"]
["3PRM1566ACC",14978,"-","Chladírenství"]
["3PRM1595ACC",33311,"-","Chladírenství"]
["3PRM898ACC",4962,"-","Chladírenství"]
["4MWXM52A",61455,"Venkovní Multit+ jednotka pro 2-4 vnitřní jednotky","Rezidenční"]
["4MWXM52A9",61455,"Venkovní Multit+ jednotka pro 2-4 vnitřní jednotky","Rezidenční"]
["4MXM68A",76504,"Venkovní multisplit jednotka pro 2-4 vnitřní jednotky","Rezidenční"]
["4MXM68A9",76504,"Venkovní multisplit jednotka pro 2-4 vnitřní jednotky","Rezidenční"]
["4MXM68N9",75005,"-","Rezidenční"]
["4MXM80A",89851,"Venkovní multisplit jednotka pro 2-4 vnitřní jednotky","Rezidenční"]
["4MXM80A9",89851,"Venkovní multisplit jednotka pro 2-4 vnitřní jednotky","Rezidenční"]
["4MXM80N9",88089,"-","Rezidenční"]
["5MXM90A",98858,"Venkovní multisplit jednotka pro 2-5 vnitřních jednotek","Rezidenční"]
["5MXM90A9",98858,"Venkovní multisplit jednotka pro 2-5 vnitřních jednotek","Rezidenční"]
["750-400",1381,"ACC<QA/VRV<CONTROL SYST                 ","Komerční"]
["750-430",2517,"ACC<QA/VRV<CONTROL SYST                 ","Komerční"]
["750-432",1897,"ACC<QA/VRV<CONTROL SYST                 ","Komerční"]
["750-454",12318,"ACC<QA/VRV<CONTROL SYST                 ","Komerční"]
["750-455",8970,"ACC<QA/VRV<CONTROL SYST                 ","Komerční"]
["750-459",7730,"ACC<QA/VRV<CONTROL SYST                 ","Komerční"]
["750-460",12111,"ACC<QA/VRV<CONTROL SYST                 ","Komerční"]
["750-460/000-003",12111,"ACC<QA/VRV<CONTROL SYST                 ","Komerční"]
["750-460/000-005",12111,"ACC<QA/VRV<CONTROL SYST                 ","Komerční"]
["750-461",10453,"ACC<QA/VRV<CONTROL SYST                 ","Komerční"]
["750-461/000-003",10453,"ACC<QA/VRV<CONTROL SYST                 ","Komerční"]
["750-461/000-004",10453,"ACC<QA/VRV<CONTROL SYST                 ","Komerční"]
["750-461/000-005",10453,"ACC<QA/VRV<CONTROL SYST                 ","Komerční"]
["750-461/020-000",13317,"ACC<QA/VRV<CONTROL SYST                 ","Komerční"]
["750-479",13317,"ACC<QA/VRV<CONTROL SYST                 ","Komerční"]
["750-504",1725,"ACC<QA/VRV<CONTROL SYST                 ","Komerční"]
["750-513/000-001",3002,"ACC<QA/VRV<CONTROL SYST                 ","Komerční"]
["750-554",9683,"ACC<QA/VRV<CONTROL SYST                 ","Komerční"]
["750-555",8748,"ACC<QA/VRV<CONTROL SYST                 ","Komerční"]
["750-559",7743,"ACC<QA/VRV<CONTROL SYST                 ","Komerční"]
["750-560",8678,"ACC<QA/VRV<CONTROL SYST                 ","Komerční"]
["750-600",828,"ACC<QA/VRV<CONTROL SYST                 ","Komerční"]
["750-613",7659,"ACC<QA/VRV<CONTROL SYST                 ","Komerční"]
["750-638",3874,"ACC<QA/VRV<CONTROL SYST                 ","Komerční"]
["750-960",1552,"ACC<QA/VRV<CONTROL SYST                 ","Komerční"]
["787-712",7384,"ACC<QA/VRV<CONTROL SYST                 ","Komerční"]
["AC_M_EU_403761",88807,"SET E/ES SINGLE WALLED        SET-E/ES  ","Chladírenství"]
["AC_S_EU_403760",69064,"FLUE GAS LINE COMPONENT KIT GW1 SET GW1 ","Chladírenství"]
["AC_W_EU_403762",84841,"FLUE-GAS KIT GCU COMPACT  AAS1 GCU C    ","Chladírenství"]
["AC_XL_EU_403891",132529,"-","Sky Air velký"]
["ADEA100A",51731,"SKY AIR 100 nejužší jednotka do podhledu","Sky Air velký"]
["ADEA125A",53074,"SKY AIR 125 nejužší jednotka do podhledu","Sky Air velký"]
["ADEA71A",41821,"SKY AIR   71 nejužší jednotka do podhledu","Sky Air velký"]
["AFVALVE1",3927,"Protimrazový ventil","Vytápění"]
["AFVALVE125",6426,"Protimrazový ventil 1,25\"","Vytápění"]
["AIRSENSEPROPLUS",49105,"ACC<AHU<N/A                             ","Komerční"]
["ALA02RCA",4401,"ACC<AHU<N-A                             ","Komerční"]
["ALA02RLA",6731,"ACC<AHU<N-A                             ","Komerční"]
["ALA03RCA",6646,"ACC<AHU<N-A                             ","Komerční"]
["ALA03RLA",7227,"ACC<AHU<N-A                             ","Komerční"]
["ALA05RCA",7679,"ACC<AHU<N-A                             ","Komerční"]
["ALA05RLA",8189,"ACC<AHU<N-A                             ","Komerční"]
["ALA07FXA",3114,"-","Komerční"]
["ALA07RLA",8870,"ACC<AHU<N-A                             ","Komerční"]
["ALC00822A",5429,"ACC<AHU<N-A                             ","Komerční"]
["ALC00895A",14299,"ACC<AHU<N-A                             ","Komerční"]
["ALC00902A",8189,"ACC<AHU<N-A                             ","Komerční"]
["ALC00908A",12654,"ACC<AHU<N-A                             ","Komerční"]
["AL-CCD07-VESA-1",34055,"doplňkový tablet pro lokální řízení","Komerční"]
["ALD02CWSA",42461,"ACC<AHU<N-A                             ","Komerční"]
["ALD02HEFA",63769,"ACC<AHU<N-A                             ","Komerční"]
["ALD02HEFB",51433,"Preheater for MLS                       ","Komerční"]
["ALD02HESA",64700,"ACC<AHU<N-A                             ","Komerční"]
["ALD02HWUA",19200,"ACC<AHU<N-A                             ","Komerční"]
["ALD03CWSA",49099,"ACC<AHU<N-A                             ","Komerční"]
["ALD03HEFA",66498,"ACC<AHU<N-A                             ","Komerční"]
["ALD03HEFB",54109,"Preheater for MLS                       ","Komerční"]
["ALD03HESA",68143,"ACC<AHU<N-A                             ","Komerční"]
["ALD03HWUA",20160,"ACC<AHU<N-A                             ","Komerční"]
["ALD05CWSA",59273,"ACC<AHU<N-A                             ","Komerční"]
["ALD05HEFA",88643,"ACC<AHU<N-A                             ","Komerční"]
["ALD05HEFB",72922,"Preheater for MLS                       ","Komerční"]
["ALD05HESA",105363,"ACC<AHU<N-A                             ","Komerční"]
["ALD05HWUA",28692,"ACC<AHU<N-A                             ","Komerční"]
["ALD07CWSA",81170,"ACC<AHU<N-A                             ","Komerční"]
["ALD07HEFA",116124,"ACC<AHU<N-A                             ","Komerční"]
["ALD07HEFB",96910,"Preheater for MLS                       ","Komerční"]
["ALD07HESA",116124,"ACC<AHU<N-A                             ","Komerční"]
["ALD07HWUA",39547,"ACC<AHU<N-A                             ","Komerční"]
["ALE00AMVA",11815,"ACC<AHU<N-A                             ","Komerční"]
["ALF02F7A",2916,"ACC<AHU<N-A                             ","Komerční"]
["ALF02F9A",3195,"CC<AHU<N-A                             ","Komerční"]
["ALF02G4A",962,"CC<AHU<N-A                             ","Komerční"]
["ALF02M5A",2852,"ACC<AHU<N-A                             ","Komerční"]
["ALF03F7A",4127,"ACC<AHU<N-A                             ","Komerční"]
["ALF03F9A",4405,"ACC<AHU<N-A                             ","Komerční"]
["ALF03G4A",1116,"ACC<AHU<N-A                             ","Komerční"]
["ALF03M5A",3878,"ACC<AHU<N-A                             ","Komerční"]
["ALF05F7A",5429,"ACC<AHU<N-A                             ","Komerční"]
["ALF05F9A",5769,"ACC<AHU<N-A                             ","Komerční"]
["ALF05G4A",1364,"ACC<AHU<N-A                             ","Komerční"]
["ALF05M5A",5335,"CC<AHU<N-A                             ","Komerční"]
["ALF07F7A",6544,"ACC<AHU<N-A                             ","Komerční"]
["ALF07F9A",6731,"ACC<AHU<N-A                             ","Komerční"]
["ALF07G4A",1550,"CC<AHU<N-A                             ","Komerční"]
["ALF07M5A",6452,"ACC<AHU<N-A                             ","Komerční"]
["ALP00COA",23945,"ACC<AHU<N-A                             ","Komerční"]
["ALP00HUA",13772,"ACC<AHU<N-A                             ","Komerční"]
["ALP00TEA",2852,"ACC<AHU<N-A                             ","Komerční"]
["ALS0290A",10856,"ACC<AHU<N-A                             ","Komerční"]
["ALS0390A",15851,"ACC<AHU<N-A                             ","Komerční"]
["ALS0590A",21462,"ACC<AHU<N-A                             ","Komerční"]
["ALS0790A",30581,"ACC<AHU<N-A                             ","Komerční"]
["ALV02CW2A",2575,"ACC<AHU<N-A                             ","Komerční"]
["ALV02CW3A",3195,"ACC<AHU<N-A                             ","Komerční"]
["ALV02HW2A",2575,"ACC<AHU<N-A                             ","Komerční"]
["ALV02HW3A",3195,"ACC<AHU<N-A                             ","Komerční"]
["ALV03CW2A",2852,"ACC<AHU<N-A                             ","Komerční"]
["ALV03CW3A",3784,"ACC<AHU<N-A                             ","Komerční"]
["ALV03HW2A",2852,"ACC<AHU<N-A                             ","Komerční"]
["ALV03HW3A",3784,"ACC<AHU<N-A                             ","Komerční"]
["ALV05CW2A",3784,"ACC<AHU<N-A                             ","Komerční"]
["ALV05CW3A",4127,"ACC<AHU<N-A                             ","Komerční"]
["ALV05HW2A",3784,"ACC<AHU<N-A                             ","Komerční"]
["ALV05HW3A",4127,"ACC<AHU<N-A                             ","Komerční"]
["ALV07CW2A",4127,"ACC<AHU<N-A                             ","Komerční"]
["ALV07CW3A",4405,"ACC<AHU<N-A                             ","Komerční"]
["ALV07HW2A",4127,"ACC<AHU<N-A                             ","Komerční"]
["ALV07HW3A",4405,"ACC<AHU<N-A                             ","Komerční"]
["ARCWB",4441,"ACC<QA/VRV<REMO CON                     ","Komerční"]
["ARXC20B",12470,"SPLIT<COMP<H/P                          ","Rezidenční"]
["ARXC20C",12470,"splitová venkovní jednotka ","Rezidenční"]
["ARXC25C",13196,"splitová venkovní jednotka ","Rezidenční"]
["ARXC35B",13987,"splitová venkovní jednotka ","Rezidenční"]
["ARXC35C",13987,"splitová venkovní jednotka ","Rezidenční"]
["ARXC50C",22367,"splitová venkovní jednotka ","Rezidenční"]
["ARXC60C",25864,"splitová venkovní jednotka ","Rezidenční"]
["ARXC71C",42161,"splitová venkovní jednotka ","Rezidenční"]
["ARXM71N9",35785,"SKY AIR venkovní jednotka","Sky Air velký"]
["ARXM71R",35785,"SKY AIR venkovní jednotka","Sky Air velký"]
["ARXS71L",39064,"SKY AIR venkovní jednotka","Sky Air velký"]
["ASYCPIR",639,"ASYCPIR Redukce trubky pro asymetrické kombinace Sky Air","Komerční"]
["ATA03EDA",3175,"-","Komerční"]
["ATA03MDA",4234,"-","Komerční"]
["ATA04EDA",3922,"-","Komerční"]
["ATA04MDA",4234,"-","Komerční"]
["ATA05EDA",5354,"-","Komerční"]
["ATA05MDA",5229,"-","Komerční"]
["ATA06EDA",6786,"-","Komerční"]
["ATA06MDA",6288,"-","Komerční"]
["ATA07EDA",8529,"-","Komerční"]
["ATA07MDA",6599,"-","Komerční"]
["ATD03HEFAU",39222,"-","Komerční"]
["ATD03HEFBU",41214,"-","Komerční"]
["ATD03HESAU",22039,"-","Komerční"]
["ATD03HWFAU",14817,"-","Komerční"]
["ATD03HWSAL",25650,"-","Komerční"]
["ATD03HWSAR",25650,"-","Komerční"]
["ATD03UDSAL",32996,"-","Komerční"]
["ATD03UDSAR",32996,"-","Komerční"]
["ATD03UWSAL",37230,"-","Komerční"]
["ATD03UWSAR",37230,"-","Komerční"]
["ATD04HEFAU",45945,"-","Komerční"]
["ATD04HEFBU",51175,"-","Komerční"]
["ATD04HESAU",33307,"-","Komerční"]
["ATD04HWFAU",19176,"-","Komerční"]
["ATD04HWSAL",27828,"-","Komerční"]
["ATD04HWSAR",27828,"-","Komerční"]
["ATD04UDSAL",40529,"-","Komerční"]
["ATD04UDSAR",40529,"-","Komerční"]
["ATD04UWSAL",43020,"-","Komerční"]
["ATD04UWSAR",43020,"-","Komerční"]
["ATD05HEFAU",49743,"-","Komerční"]
["ATD05HEFBU",54163,"-","Komerční"]
["ATD05HESAU",34117,"-","Komerční"]
["ATD05HWFAU",23408,"-","Komerční"]
["ATD05HWSAL",31875,"-","Komerční"]
["ATD05HWSAR",31875,"-","Komerční"]
["ATD05UDSAL",52172,"-","Komerční"]
["ATD05UDSAR",52172,"-","Komerční"]
["ATD05UWSAL",54599,"-","Komerční"]
["ATD05UWSAR",54599,"-","Komerční"]
["ATD06HEFAU",55408,"-","Komerční"]
["ATD06HEFBU",58210,"-","Komerční"]
["ATD06HESAU",35798,"-","Komerční"]
["ATD06HWFAU",28264,"-","Komerční"]
["ATD06HWSAL",36545,"-","Komerční"]
["ATD06HWSAR",36545,"-","Komerční"]
["ATD06UDSAL",55720,"-","Komerční"]
["ATD06UDSAR",55720,"-","Komerční"]
["ATD06UWSAL",61260,"-","Komerční"]
["ATD06UWSAR",61260,"-","Komerční"]
["ATD07HEFAU",64996,"-","Komerční"]
["ATD07HEFBU",66490,"-","Komerční"]
["ATD07HESAU",36918,"-","Komerční"]
["ATD07HWFAU",37230,"-","Komerční"]
["ATD07HWSAL",42708,"-","Komerční"]
["ATD07HWSAR",42708,"-","Komerční"]
["ATD07UDSAL",73712,"-","Komerční"]
["ATD07UDSAR",73712,"-","Komerční"]
["ATD07UWSAL",76016,"-","Komerční"]
["ATD07UWSAR",76016,"-","Komerční"]
["ATE00AMDA",10272,"-","Komerční"]
["ATE00AMVA",10148,"-","Komerční"]
["ATE00DPUA",18801,"-","Komerční"]
["ATE00FSUA",5229,"-","Komerční"]
["ATF03F7A",3736,"-","Komerční"]
["ATF03F9A",3798,"-","Komerční"]
["ATF03G4A",1494,"-","Komerční"]
["ATF03M5A",3736,"-","Komerční"]
["ATF04F7A",3922,"-","Komerční"]
["ATF04F9A",4047,"-","Komerční"]
["ATF04G4A",1618,"-","Komerční"]
["ATF04M5A",3922,"-","Komerční"]
["ATF05F7A",4358,"-","Komerční"]
["ATF05F9A",4420,"-","Komerční"]
["ATF05G4A",1993,"-","Komerční"]
["ATF05M5A",4295,"-","Komerční"]
["ATF06F7A",4793,"-","Komerční"]
["ATF06F9A",4856,"-","Komerční"]
["ATF06G4A",2179,"-","Komerční"]
["ATF06M5A",4732,"-","Komerční"]
["ATF07F7A",5541,"-","Komerční"]
["ATF07F9A",5604,"-","Komerční"]
["ATF07G4A",2552,"-","Komerční"]
["ATF07M5A",5479,"-","Komerční"]
["ATS0360A",10334,"-","Komerční"]
["ATS0460A",11518,"-","Komerční"]
["ATS0560A",13510,"-","Komerční"]
["ATS0660A",13759,"-","Komerční"]
["ATS0760A",18117,"-","Komerční"]
["ATV03CW2A",2988,"-","Komerční"]
["ATV03CW3A",4856,"-","Komerční"]
["ATV03HW2A",2988,"-","Komerční"]
["ATV03HW3A",4856,"-","Komerční"]
["ATV04CW2A",3175,"-","Komerční"]
["ATV04CW3A",4981,"-","Komerční"]
["ATV04HW2A",3175,"-","Komerční"]
["ATV04HW3A",4981,"-","Komerční"]
["ATV05CW2A",3424,"-","Komerční"]
["ATV05CW3A",5354,"-","Komerční"]
["ATV05HW2A",3424,"-","Komerční"]
["ATV05HW3A",5354,"-","Komerční"]
["ATV06CW2A",3673,"-","Komerční"]
["ATV06CW3A",6724,"-","Komerční"]
["ATV06HW2A",3673,"-","Komerční"]
["ATV06HW3A",6724,"-","Komerční"]
["ATV07CW2A",4109,"-","Komerční"]
["ATV07CW3A",7222,"-","Komerční"]
["ATV07HW2A",4109,"-","Komerční"]
["ATV07HW3A",7222,"-","Komerční"]
["ATXC20B",7061,"split SIESTA nástěnná jednotka","Rezidenční"]
["ATXC20C",7061,"split SIESTA nástěnná jednotka","Rezidenční"]
["ATXC25C",7456,"split SIESTA nástěnná jednotka","Rezidenční"]
["ATXC35C",7653,"split SIESTA nástěnná jednotka","Rezidenční"]
["ATXC50B",13130,"split SIESTA nástěnná jednotka","Rezidenční"]
["ATXC50C",13130,"split SIESTA nástěnná jednotka","Rezidenční"]
["ATXC60B",14646,"split SIESTA nástěnná jednotka","Rezidenční"]
["ATXC60C",14646,"split SIESTA nástěnná jednotka","Rezidenční"]
["ATXC71B",21048,"split SIESTA nástěnná jednotka","Rezidenční"]
["ATXC71C",21048,"split SIESTA nástěnná jednotka","Rezidenční"]
["ATXF25A",10374,"split SIESTA nástěnná jednotka","Rezidenční"]
["ATXF35A",11595,"split SIESTA nástěnná jednotka","Rezidenční"]
["ATXF50A",13460,"split SIESTA nástěnná jednotka","Rezidenční"]
["ATXF60A",15835,"split SIESTA nástěnná jednotka","Rezidenční"]
["ATXF71A",20651,"split SIESTA nástěnná jednotka","Rezidenční"]
["AZAS100MV1",48376,"SKY AIR venkovní jednotka","Sky Air velký"]
["AZAS100MY1",50262,"SKY AIR venkovní jednotka","Sky Air velký"]
["AZAS125MV1",59480,"SKY AIR venkovní jednotka","Sky Air velký"]
["AZAS125MY1",61574,"SKY AIR venkovní jednotka","Sky Air velký"]
["AZAS140MV1",71496,"SKY AIR venkovní jednotka","Sky Air velký"]
["AZAS140MY1",73801,"SKY AIR venkovní jednotka","Sky Air velký"]
["AZAS71MV1",36502,"SKY AIR venkovní jednotka","Sky Air velký"]
["AZCE6BLUEFACECB",10006,"pokojový termostat BLUEFACE","Komerční"]
["AZCE6BLUEZEROCB",10006,"BLUEFACE Room Thermostat                ","Komerční"]
["AZCE6LITECB",5689,"zjednodušenný pokojový termostat LITE","Komerční"]
["AZCE6LITERB",9005,"zjednodušenný pokojový termostat LITE","Komerční"]
["AZCE6THINKCB",8204,"dotykový pokojový ovladač THINK ","Komerční"]
["AZCE6THINKRB",11455,"dotykový pokojový ovladač THINK ","Komerční"]
["AZCEZDAPR07L",6882,"adaptér vzduchu pro kruhové potrubí","Komerční"]
["AZCEZDAPR07M",5358,"adaptér vzduchu pro kruhové potrubí","Komerční"]
["AZCEZDAPR07S",4765,"adaptér vzduchu pro kruhové potrubí","Komerční"]
["AZCEZDAPR07XL",7808,"adaptér vzduchu pro kruhové potrubí","Komerční"]
["AZCEZDAPR07XS",4765,"adaptér vzduchu pro kruhové potrubí","Komerční"]
["AZEZ6DAIBS07L4",61605,"vícezónová sada pro kanálové jednotky","Komerční"]
["AZEZ6DAIBS07L5",68932,"vícezónová sada pro kanálové jednotky","Komerční"]
["AZEZ6DAIBS07L6",78692,"vícezónová sada pro kanálové jednotky","Komerční"]
["AZEZ6DAIBS07M3",57680,"vícezónová sada pro kanálové jednotky","Komerční"]
["AZEZ6DAIBS07M4",61605,"vícezónová sada pro kanálové jednotky","Komerční"]
["AZEZ6DAIBS07M5",68932,"vícezónová sada pro kanálové jednotky","Komerční"]
["AZEZ6DAIBS07M6",78692,"vícezónová sada pro kanálové jednotky","Komerční"]
["AZEZ6DAIBS07S2",53554,"vícezónová sada pro kanálové jednotky","Komerční"]
["AZEZ6DAIBS07S3",57680,"vícezónová sada pro kanálové jednotky","Komerční"]
["AZEZ6DAIBS07S4",61586,"vícezónová sada pro kanálové jednotky","Komerční"]
["AZEZ6DAIBS07S5",68932,"vícezónová sada pro kanálové jednotky","Komerční"]
["AZEZ6DAIBS07XL5",68948,"vícezónová sada pro kanálové jednotky","Komerční"]
["AZEZ6DAIBS07XL6",78712,"vícezónová sada pro kanálové jednotky","Komerční"]
["AZEZ6DAIBS07XS2",53549,"vícezónová sada pro kanálové jednotky","Komerční"]
["AZEZ6DAIBS07XS3",57675,"vícezónová sada pro kanálové jednotky","Komerční"]
["AZEZ6DAISL01L5",68211,"vícezónová sada pro kanálové jednotky","Komerční"]
["AZEZ6DAISL01M4",63898,"vícezónová sada pro kanálové jednotky","Komerční"]
["AZEZ6DAISL01S2",55653,"vícezónová sada pro kanálové jednotky","Komerční"]
["AZEZ6DAISL01S3",59859,"vícezónová sada pro kanálové jednotky","Komerční"]
["AZEZ6DAIST07L5",68831,"vícezónová sada pro kanálové jednotky","Komerční"]
["AZEZ6DAIST07L6",78733,"vícezónová sada pro kanálové jednotky","Komerční"]
["AZEZ6DAIST07L7",83186,"vícezónová sada pro kanálové jednotky","Komerční"]
["AZEZ6DAIST07L8",87705,"vícezónová sada pro kanálové jednotky","Komerční"]
["AZEZ6DAIST07M4",61551,"vícezónová sada pro kanálové jednotky","Komerční"]
["AZEZ6DAIST07M5",68831,"vícezónová sada pro kanálové jednotky","Komerční"]
["AZEZ6DAIST07M6",78733,"vícezónová sada pro kanálové jednotky","Komerční"]
["AZEZ6DAIST07S2",53616,"vícezónová sada pro kanálové jednotky","Komerční"]
["AZEZ6DAIST07S3",57722,"vícezónová sada pro kanálové jednotky","Komerční"]
["AZEZ6DAIST07S4",61551,"vícezónová sada pro kanálové jednotky","Komerční"]
["AZEZ6DAIST07XL7",83186,"vícezónová sada pro kanálové jednotky","Komerční"]
["AZEZ6DAIST07XL8",87705,"vícezónová sada pro kanálové jednotky","Komerční"]
["AZEZ6DAIST07XS2",53616,"vícezónová sada pro kanálové jednotky","Komerční"]
["AZEZ6DAIST07XS3",57722,"vícezónová sada pro kanálové jednotky","Komerční"]
["AZX6BACNET",10522,"BacNet brána","Komerční"]
["AZX6CABLEBUS10",655,"kabel pro termostat","Komerční"]
["AZX6CABLEBUS100",4765,"kabel pro termostat","Komerční"]
["AZX6CABLEBUS15",984,"kabel pro termostat","Komerční"]
["AZX6KNXGTWAY",10522,"KNX brána","Komerční"]
["AZX6MCS",526,"topný modul","Komerční"]
["AZX6WSC5GER",10522,"webový server pro dálkové ovládání","Komerční"]
["AZX6WSCLOUDDINC",10522,"Cloud brána","Komerční"]
["AZX6WSCLOUDDINR",10522,"Cloud brána","Komerční"]
["AZX6WSPBAC",10522,"BacNet brána","Komerční"]
["AZX6WSPHUB",10522,"webový server pro dálkové ovládání","Komerční"]
["BAC959A4",3079,"rolovací filtr","Komerční"]
["BAE20A102",19458,"automaticky čištěný filtr pro jednotky do podhledu","Komerční"]
["BAE20A62",16963,"automaticky čištěný filtr pro jednotky do podhledu","Komerční"]
["BAE20A82",18242,"automaticky čištěný filtr pro jednotky do podhledu","Komerční"]
["BAE20WH",923,"automaticky čištěný filtr pro jednotky do podhledu","Komerční"]
["BAEF125AWB",22817,"automaticky čištěný filtr pro jednotky do podhledu","Komerční"]
["BAEVACEP",793,"automaticky čištěný filtr pro jednotky do podhledu","Komerční"]
["BAF552AA160",1935,"vysoce výkonný předfiltr","Komerční"]
["BAF552AA160-10",15642,"vysoce výkonný předfiltr","Komerční"]
["BAF552AA160-5",8466,"vysoce výkonný předfiltr","Komerční"]
["BAF55A125",4273,"vysoce výkonný předfiltr","Komerční"]
["BAFH504A250",15748,"-","Chladírenství"]
["BAFL502A250",7915,"náhradní filtr s dlouhou životností","Komerční"]
["BAFM503A250",14976,"-","Komerční"]
["BAFP500A",1908,"filtr pro MC30Y* (APU)","Komerční"]
["BAFT501A",2544,"filtr na sběr prachu pro MC80Z","Chladírenství"]
["BAS110DA23XH",70765,"-","Chladírenství"]
["BAS112DA23XH",74159,"-","Chladírenství"]
["BAS117DA23XH",78465,"-","Chladírenství"]
["BAS135T1231D",181855,"SKY AIR<COMP<H/P<AZQS<125               ","Chladírenství"]
["BAS218DA23XH",87938,"-","Chladírenství"]
["BAS320DB23XH",110429,"-","Chladírenství"]
["BAS330BB23TE",154804,"-","Chladírenství"]
["BAS330DB23XH",118535,"-","Chladírenství"]
["BAS445DB24XH",202469,"-","Chladírenství"]
["BAS450BB24TE",230178,"-","Chladírenství"]
["BAS450DB13XX",238522,"ACC<QA/VRV<MULTI-ZONING                 ","Chladírenství"]
["BAS450DB24XH",203989,"-","Chladírenství"]
["BAS555BB24TE",274806,"-","Chladírenství"]
["BAS560BB24TE",301399,"-","Chladírenství"]
["BAS560DB13XX",329903,"ACC<QA/VRV<MULTI-ZONING                 ","Chladírenství"]
["BAS560DB24XH",282707,"-","Chladírenství"]
["BAS680BB24TE",366644,"-","Chladírenství"]
["BAS680DB13XX",400921,"ACC<QA/VRV<MULTI-ZONING                 ","Chladírenství"]
["BAS680DB24XH",341822,"-","Chladírenství"]
["BDB110DA12XXA",63715,"Zanotti Bi-block O/U","Chladírenství"]
["BDB110DA12XXB",27316,"Zanotti Bi-block I/U","Chladírenství"]
["BDB112DA12XXA",65174,"Zanotti Bi-block O/U","Chladírenství"]
["BDB112DA12XXB",27913,"Zanotti Bi-block I/U","Chladírenství"]
["BDB117DA12XXA",69318,"Zanotti Bi-block O/U","Chladírenství"]
["BDB117DA12XXB",29702,"Zanotti Bi-block I/U","Chladírenství"]
["BDB218DA11XXA",71619,"-","Chladírenství"]
["BDB218DA11XXB",30683,"-","Chladírenství"]
["BDB218DA12XXA",77240,"U+WK1","Chladírenství"]
["BDB218DA12XXB",33116,"U+WK1","Chladírenství"]
["BDB218DA31XXA",77548,"-","Chladírenství"]
["BDB218DA31XXB",33260,"-","Chladírenství"]
["BDB218DA52XXA",87357,"-","Chladírenství"]
["BDB218DA52XXB",37439,"-","Chladírenství"]
["BDB220DA11XXA",83643,"-","Chladírenství"]
["BDB220DA11XXB",35872,"-","Chladírenství"]
["BDB220DA12XXA",86603,"-","Chladírenství"]
["BDB220DA12XXB",37265,"-","Chladírenství"]
["BDB220DA31XXA",88054,"-","Chladírenství"]
["BDB220DA31XXB",37787,"-","Chladírenství"]
["BDB220DA52XXA",98850,"-","Chladírenství"]
["BDB220DA52XXB",42373,"U+WK1                                   ","Chladírenství"]
["BDB220DB11XXA",79695,"U+WK1                                   ","Chladírenství"]
["BDB220DB11XXB",34130,"U+WK1                                   ","Chladírenství"]
["BDB220DB12XXA",83738,"U+WK1","Chladírenství"]
["BDB220DB12XXB",35869,"U+WK1","Chladírenství"]
["BDB220DB51XXA",91595,"U+WK1                                   ","Chladírenství"]
["BDB220DB51XXB",39296,"U                                       ","Chladírenství"]
["BDB320DB11XXA",83202,"U                                       ","Chladírenství"]
["BDB320DB11XXB",35658,"U+WK1                                   ","Chladírenství"]
["BDB320DB13XXA",93450,"U+WK3","Chladírenství"]
["BDB320DB13XXB",40045,"U+WK3","Chladírenství"]
["BDB330DB11XXA",86076,"U+WK1                                   ","Chladírenství"]
["BDB330DB11XXB",36903,"U                                       ","Chladírenství"]
["BDB330DB13XXA",96368,"U+WK3","Chladírenství"]
["BDB330DB13XXB",41305,"U+WK3","Chladírenství"]
["BDB550DB13XXA",148361,"U+WK3                                   ","Chladírenství"]
["BDB550DB13XXB",81046,"U                                       ","Komerční"]
["BEV2N112A",21795,"U+WK3                                   ","Chladírenství"]
["BGM0870Y1AAA",66768,"U+WK3                                   ","Chladírenství"]
["BGM0870Y1AAB",69372,"BDBHQ44C60                              ","Chladírenství"]
["BGM0870Y1WAA",77483,"Filter chamber                          ","Chladírenství"]
["BGM0870Y1WAB",79473,"ACC<QA/VRV<DRAIN PUMP                   ","Chladírenství"]
["BGM11076F",56445,"U                                       ","Chladírenství"]
["BGM110DA11SA",61863,"U + KIT PAN                             ","Chladírenství"]
["BGM110DA11SE",63244,"U + WaterCond                           ","Chladírenství"]
["BGM110DA11XA",62289,"U + WaterCond + KIT PAN                 ","Chladírenství"]
["BGM110DA11XE",61503,"U+PRS HPF+CP5+MP5+RP5+L150+INS SEM      ","Chladírenství"]
["BGM110DA12SA",68054,"U+ KITSUP LEGS100                       ","Chladírenství"]
["BGM110DA12SE",69437,"U+ KITSUP LEGS150 INSSEM                ","Chladírenství"]
["BGM110DA12XE",67695,"U                                       ","Chladírenství"]
["BGM110DA22XA",69215,"U+L150+INS SEM                          ","Chladírenství"]
["BGM110DA51SA",70873,"U+ WK2 KITSUP LEGS100                   ","Chladírenství"]
["BGM110DA51SE",72256,"U+ WK2 KITSUP LEGS150 INSSEM            ","Chladírenství"]
["BGM110DA51XA",69131,"U+ WK2 LEGS150 INSSEM                   ","Chladírenství"]
["BGM110DA51XE",70514,"Zanotti monoblock                       ","Chladírenství"]
["BGM112DA11SA",64350,"U+ CONACQ KITSUP LEGS100                ","Chladírenství"]
["BGM112DA11SE",65732,"U+ CONACQ KITSUP LEGS150 INSSEM         ","Chladírenství"]
["BGM112DA11XA",64842,"U","Chladírenství"]
["BGM112DA11XE",63963,"U+ CONACQ LEGS150 INSSEM                ","Chladírenství"]
["BGM112DA12SA",70542,"U+ KITSUP LEGS100                       ","Chladírenství"]
["BGM112DA12SE",71925,"U+ KITSUP LEGS150 INSSEM                ","Chladírenství"]
["BGM112DA12XE",70182,"U                                       ","Chladírenství"]
["BGM112DA22XE",73057,"U+L150+INS SEM                          ","Chladírenství"]
["BGM112DA51SA",73748,"U+ WK2 KITSUP LEGS100                   ","Chladírenství"]
["BGM112DA51SE",75130,"U+ WK2 KITSUP LEGS150 INSSEM            ","Chladírenství"]
["BGM112DA51XA",72008,"U+ WK2 LEGS150 INSSEM                   ","Chladírenství"]
["BGM112DA51XE",73389,"Zanotti monoblock                       ","Chladírenství"]
["BGM117DA11SA",64764,"U+ CONACQ KITSUP LEGS100                ","Chladírenství"]
["BGM117DA11SE",66147,"U+ CONACQ KITSUP LEGS150 INSSEM         ","Chladírenství"]
["BGM117DA11XA",65272,"U","Chladírenství"]
["BGM117DA11XE",64406,"U+ CONACQ LEGS150 INSSEM                ","Chladírenství"]
["BGM117DA12SA",70956,"U+ KITSUP LEGS100                       ","Chladírenství"]
["BGM117DA12SE",72339,"U+ KITSUP LEGS150 INSSEM                ","Chladírenství"]
["BGM117DA12XE",70599,"U                                       ","Chladírenství"]
["BGM117DA51SA",74218,"U+L150+INS SEM                          ","Chladírenství"]
["BGM117DA51SE",75600,"U+ WK2 KITSUP LEGS100                   ","Chladírenství"]
["BGM117DA51XA",72476,"U+ WK2 KITSUP LEGS150 INSSEM            ","Chladírenství"]
["BGM117DA51XE",73859,"U+ WK2 LEGS150 INSSEM                   ","Chladírenství"]
["BGM218DA11SA",71067,"U+ CONACQ KITSUP LEGS100                ","Chladírenství"]
["BGM218DA11SE",72588,"U+ CONACQ KITSUP LEGS150 INSSEM         ","Chladírenství"]
["BGM218DA11XA",71737,"U","Chladírenství"]
["BGM218DA11XE",70873,"U+ CONACQ LEGS150 INSSEM                ","Chladírenství"]
["BGM218DA12SE",78779,"U+ KITSUP LEGS100                       ","Chladírenství"]
["BGM218DA12XE",77037,"U+ KITSUP LEGS150 INSSEM                ","Chladírenství"]
["BGM218DA51SA",81459,"U                                       ","Chladírenství"]
["BGM218DA51SE",82979,"U+L150+INS SEM                          ","Chladírenství"]
["BGM218DA51XA",79719,"U+ WK2 KITSUP LEGS150 INSSEM            ","Chladírenství"]
["BGM218DA51XE",81240,"U+ WK2 LEGS150 INSSEM                   ","Chladírenství"]
["BGM220DB11SE",80161,"U+ CONACQ KITSUP LEGS100                ","Chladírenství"]
["BGM220DB11XA",79329,"U","Chladírenství"]
["BGM220DB11XE",78448,"U+ CONACQ LEGS100                       ","Chladírenství"]
["BGM220DB12SA",84832,"U+ CONACQ LEGS150 INSSEM                ","Chladírenství"]
["BGM220DB12SE",86352,"U+ KITSUP LEGS150 INSSEM                ","Chladírenství"]
["BGM220DB12XE",84611,"U                                       ","Chladírenství"]
["BGM220DB22XE",88481,"U+L150+INS SEM                          ","Chladírenství"]
["BGM220DB51SA",90167,"U+ WK2 KITSUP LEGS100                   ","Chladírenství"]
["BGM220DB51SE",91687,"U+ WK2 KITSUP LEGS150 INSSEM            ","Chladírenství"]
["BGM220DB51XA",88426,"U+ WK2 LEGS150 INSSEM                   ","Chladírenství"]
["BGM220DB51XE",89946,"Zanotti monoblock                       ","Chladírenství"]
["BGM320DB11SA",92186,"U+ CONACQ KITSUP LEGS100                ","Chladírenství"]
["BGM320DB11SE",93844,"U+ CONACQ KITSUP LEGS150 INSSEM         ","Chladírenství"]
["BGM320DB11XA",69804,"U+ CONACQ LEGS100                       ","Chladírenství"]
["BGM320DB11XE",92102,"U+ CONACQ LEGS150 INSSEM                ","Chladírenství"]
["BGM320DB13SA",104486,"U+ KITSUP LEGS100                       ","Chladírenství"]
["BGM320DB13SE",106145,"U+ KITSUP LEGS150 INSSEM                ","Chladírenství"]
["BGM320DB13XE",104403,"U                                       ","Chladírenství"]
["BGM320DB51SA",105757,"Zanotti monoblock                       ","Chladírenství"]
["BGM320DB51SE",107415,"U+ WK2 KITSUP LEGS100                   ","Chladírenství"]
["BGM320DB51XA",104015,"U+ WK2 KITSUP LEGS150 INSSEM            ","Chladírenství"]
["BGM320DB51XE",105676,"U+ WK2 LEGS150 INSSEM                   ","Chladírenství"]
["BGM320DD11XF",115428,"U+ CONACQ KITSUP LEGS100                ","Chladírenství"]
["BGM330DB11SA",99122,"U+ CONACQ KITSUP LEGS150 INSSEM         ","Chladírenství"]
["BGM330DB11SE",100782,"U+ CONACQ LEGS100                       ","Chladírenství"]
["BGM330DB11XA",100379,"U","Chladírenství"]
["BGM330DB11XE",99012,"-","Chladírenství"]
["BGM330DB13SA",111424,"U+ KITSUP LEGS100                       ","Chladírenství"]
["BGM330DB13SE",113082,"U+ KITSUP LEGS150 INSSEM                ","Chladírenství"]
["BGM330DB13XE",111340,"U                                       ","Chladírenství"]
["BGM330DB51SA",113717,"U+L150+INS SEM                          ","Chladírenství"]
["BGM330DB51SE",115378,"U+ WK2 KITSUP LEGS100                   ","Chladírenství"]
["BGM330DB51XA",111976,"U+ WK2 KITSUP LEGS150 INSSEM            ","Chladírenství"]
["BGM330DB51XE",113635,"U+ WK2 LEGS150 INSSEM                   ","Chladírenství"]
["BGM340DB11SA",129004,"U+ CONACQ KITSUP LEGS100                ","Chladírenství"]
["BGM340DB11SE",130663,"U+ CONACQ KITSUP LEGS150 INSSEM         ","Chladírenství"]
["BGM340DB11XA",98222,"U","Chladírenství"]
["BGM340DB11XE",128921,"U+ CONACQ LEGS150 INSSEM                ","Chladírenství"]
["BGM340DB13SA",141305,"U+ KITSUP LEGS100                       ","Chladírenství"]
["BGM340DB13SE",142964,"U+ KITSUP LEGS150 INSSEM                ","Chladírenství"]
["BGM340DB13XA12",139562,"U                                       ","Chladírenství"]
["BGM340DB13XE",141223,"U+L150+INS SEM                          ","Chladírenství"]
["BGM340DB51SA",148105,"U+ WK2 KITSUP LEGS100                   ","Chladírenství"]
["BGM340DB51SE",149764,"U+ WK2 KITSUP LEGS150 INSSEM            ","Chladírenství"]
["BGM340DB51XA",146363,"U+WK3+PAN SNG                           ","Chladírenství"]
["BGM340DB51XE",148022,"U+ WK2 LEGS150 INSSEM                   ","Chladírenství"]
["BGS110DA11SXA",48207,"U+ CONACQ KITSUP LEGS100                ","Chladírenství"]
["BGS110DA11SXB",19903,"U+ CONACQ KITSUP LEGS150 INSSEM         ","Chladírenství"]
["BGS110DA11XXA",46466,"U+ CONACQ LEGS100                       ","Chladírenství"]
["BGS110DA11XXB",19903,"U+ CONACQ LEGS150 INSSEM                ","Chladírenství"]
["BGS110DA12SXA",52768,"UA+ KITSUP                              ","Chladírenství"]
["BGS110DA12SXB",19903,"UB+ KITSUP                              ","Chladírenství"]
["BGS110DA12XXA",51349,"U+WK1","Chladírenství"]
["BGS110DA12XXB",22012,"U+WK1","Chladírenství"]
["BGS110DA51SXA",58158,"UA+ WK1+ KITSUP                         ","Chladírenství"]
["BGS110DA51SXB",19903,"UB+ WK1+ KITSUP                         ","Chladírenství"]
["BGS110DA51XXA",56418,"U+WK1                                   ","Chladírenství"]
["BGS110DA51XXB",19903,"U+WK1                                   ","Chladírenství"]
["BGS110DA52SXA",62719,"UA+ CONACQ+ KITSUP                      ","Chladírenství"]
["BGS110DA52SXB",19903,"UB+ CONACQ+ KITSUP                      ","Chladírenství"]
["BGS110DA52XXA",60978,"UA+ CONACQ                              ","Chladírenství"]
["BGS110DA52XXB",19903,"UB+ CONACQ                              ","Chladírenství"]
["BGS112DA11SXA",48926,"UA+ CONACQ+ WK1+ KITSUP                 ","Chladírenství"]
["BGS112DA11SXB",20234,"UB+ CONACQ+ WK1+ KITSUP                 ","Chladírenství"]
["BGS112DA11XXA",47185,"UA+ CONACQ+ WK1                         ","Chladírenství"]
["BGS112DA11XXB",20234,"UB+ CONACQ+ WK1                         ","Chladírenství"]
["BGS112DA12SXA",53487,"UA+ KITSUP                              ","Chladírenství"]
["BGS112DA12SXB",20234,"UB+ KITSUP                              ","Chladírenství"]
["BGS112DA12XXA",52145,"U+WK1","Chladírenství"]
["BGS112DA12XXB",22343,"U+WK1","Chladírenství"]
["BGS112DA51SXA",59044,"UA+ WK1+ KITSUP                         ","Chladírenství"]
["BGS112DA51SXB",20234,"UB+ WK1+ KITSUP                         ","Chladírenství"]
["BGS112DA51XXA",57302,"U+WK1                                   ","Chladírenství"]
["BGS112DA51XXB",20234,"U+WK1                                   ","Chladírenství"]
["BGS112DA52SXA",63605,"UA+ CONACQ+ KITSUP                      ","Chladírenství"]
["BGS112DA52SXB",20234,"UB+ CONACQ+ KITSUP                      ","Chladírenství"]
["BGS112DA52XXA",61863,"UA+ CONACQ                              ","Chladírenství"]
["BGS112DA52XXB",20234,"UB+ CONACQ                              ","Chladírenství"]
["BGS117DA11SXA",52630,"UA+ CONACQ+ WK1+ KITSUP                 ","Chladírenství"]
["BGS117DA11SXB",21810,"UB+ CONACQ+ WK1+ KITSUP                 ","Chladírenství"]
["BGS117DA11XSA",50888,"UA+ CONACQ+ WK1                         ","Chladírenství"]
["BGS117DA11XSB",23192,"UB+ CONACQ+ WK1                         ","Chladírenství"]
["BGS117DA11XXA",50888,"UA+ KITSUP                              ","Chladírenství"]
["BGS117DA11XXB",21810,"UB+ KITSUP                              ","Chladírenství"]
["BGS117DA12SXA",57190,"UA+ INS SEM                             ","Chladírenství"]
["BGS117DA12SXB",21810,"UB+ INS SEM                             ","Chladírenství"]
["BGS117DA12XXA",55924,"U+WK1","Chladírenství"]
["BGS117DA12XXB",23966,"U+WK1","Chladírenství"]
["BGS117DA51SXA",63549,"UA+ WK1+ KITSUP                         ","Chladírenství"]
["BGS117DA51SXB",21810,"UB+ WK1+ KITSUP                         ","Chladírenství"]
["BGS117DA51XXA",61806,"U+WK1                                   ","Chladírenství"]
["BGS117DA51XXB",21810,"U+WK1                                   ","Chladírenství"]
["BGS117DA52SXA",68109,"UA+ CONACQ+ KITSUP                      ","Chladírenství"]
["BGS117DA52SXB",21810,"UB+ CONACQ+ KITSUP                      ","Chladírenství"]
["BGS117DA52XXA",66367,"UA+ CONACQ                              ","Chladírenství"]
["BGS117DA52XXB",21810,"UB+ CONACQ                              ","Chladírenství"]
["BGS218DA11SXA",57827,"UA+ CONACQ+ WK1+ KITSUP                 ","Chladírenství"]
["BGS218DA11SXB",24021,"UB+ CONACQ+ WK1+ KITSUP                 ","Chladírenství"]
["BGS218DA11XXA",56087,"UA+ CONACQ+ WK1                         ","Chladírenství"]
["BGS218DA11XXB",24021,"UB+ CONACQ+ WK1                         ","Chladírenství"]
["BGS218DA12SXA",62387,"UA+ KITSUP                              ","Chladírenství"]
["BGS218DA12SXB",24021,"UB+ KITSUP                              ","Chladírenství"]
["BGS218DA12XXA",61261,"UA                                      ","Chladírenství"]
["BGS218DA12XXB",26255,"UB                                      ","Chladírenství"]
["BGS218DA51SXA",69824,"UA+ WK1+ KITSUP                         ","Chladírenství"]
["BGS218DA51SXB",24021,"UB+ WK1+ KITSUP                         ","Chladírenství"]
["BGS218DA51XXA",68082,"U+WK1                                   ","Chladírenství"]
["BGS218DA51XXB",24021,"U+WK1                                   ","Chladírenství"]
["BGS218DA52SXA",74384,"UA+ CONACQ+ KITSUP                      ","Chladírenství"]
["BGS218DA52SXB",24021,"UB+ CONACQ+ KITSUP                      ","Chladírenství"]
["BGS218DA52XXA",72642,"UA+ CONACQ                              ","Chladírenství"]
["BGS218DA52XXB",24021,"UB+ CONACQ                              ","Chladírenství"]
["BGS220DB11SXA",63632,"UA+ CONACQ+ WK1+ KITSUP                 ","Chladírenství"]
["BGS220DB11SXB",26508,"UB+ CONACQ+ WK1+ KITSUP                 ","Chladírenství"]
["BGS220DB11XXA",61889,"UA+ CONACQ+ WK1                         ","Chladírenství"]
["BGS220DB11XXB",26508,"UB+ CONACQ+ WK1                         ","Chladírenství"]
["BGS220DB12SXA",68193,"UA+ KITSUP                              ","Chladírenství"]
["BGS220DB12SXB",26508,"UB+ KITSUP                              ","Chladírenství"]
["BGS220DB12XXA",67096,"U+WK1","Chladírenství"]
["BGS220DB12XXB",28741,"U+WK1","Chladírenství"]
["BGS220DB51SXA",76872,"UA+ WK1+ KITSUP                         ","Chladírenství"]
["BGS220DB51SXB",26508,"UB+ WK1+ KITSUP                         ","Chladírenství"]
["BGS220DB51XXA",75130,"U+WK1                                   ","Chladírenství"]
["BGS220DB51XXB",26508,"U+WK1                                   ","Chladírenství"]
["BGS220DB52SXA",81433,"UA+ CONACQ+ KITSUP                      ","Chladírenství"]
["BGS220DB52SXB",26508,"UB+ CONACQ+ KITSUP                      ","Chladírenství"]
["BGS220DB52XXA",79691,"UA+ CONACQ                              ","Chladírenství"]
["BGS220DB52XXB",26508,"UB+ CONACQ                              ","Chladírenství"]
["BGS320DB11SXA",70405,"UA+ CONACQ+ WK1+ KITSUP                 ","Chladírenství"]
["BGS320DB11SXB",29411,"UB+ CONACQ+ WK1+ KITSUP                 ","Chladírenství"]
["BGS320DB11XXA",68662,"UA+ CONACQ+ WK1                         ","Chladírenství"]
["BGS320DB11XXB",29411,"UB+ CONACQ+ WK1                         ","Chladírenství"]
["BGS320DB13SXA",81074,"UA+ KITSUP                              ","Chladírenství"]
["BGS320DB13SXB",29411,"UB+ KITSUP                              ","Chladírenství"]
["BGS320DB13XXA",79332,"UA                                      ","Chladírenství"]
["BGS320DB13XXB",29411,"UB                                      ","Chladírenství"]
["BGS320DB51SXA",85109,"UA+ WK2+ KITSUP                         ","Chladírenství"]
["BGS320DB51SXB",29411,"UB+ WK2+ KITSUP                         ","Chladírenství"]
["BGS320DB51XXA",83368,"U+WK3                                   ","Chladírenství"]
["BGS320DB51XXB",29411,"U+WK3                                   ","Chladírenství"]
["BGS320DB52SXA",85109,"UA+ CONACQ+ KITSUP                      ","Chladírenství"]
["BGS320DB52SXB",29411,"UB+ CONACQ+ KITSUP                      ","Chladírenství"]
["BGS320DB52XXA",83368,"UA+ CONACQ                              ","Chladírenství"]
["BGS320DB52XXB",29411,"UB+ CONACQ                              ","Chladírenství"]
["BGS330DB11SXA",75020,"UA+ CONACQ+ WK1+ KITSUP                 ","Chladírenství"]
["BGS330DB11SXB",31401,"UB+ CONACQ+ WK1+ KITSUP                 ","Chladírenství"]
["BGS330DB11XXA",73277,"UA","Chladírenství"]
["BGS330DB11XXB",31401,"UB","Chladírenství"]
["BGS330DB13SXA",85689,"UA+ KITSUP                              ","Chladírenství"]
["BGS330DB13SXB",31401,"UB+ KITSUP                              ","Chladírenství"]
["BGS330DB13XXA",83241,"UA                                      ","Chladírenství"]
["BGS330DB13XXB",35670,"UB                                      ","Chladírenství"]
["BGS330DB51SXA",90720,"UA+ WK2+ KITSUP                         ","Chladírenství"]
["BGS330DB51SXB",31401,"UB+ WK2+ KITSUP                         ","Chladírenství"]
["BGS330DB51XXA",88978,"U+WK3                                   ","Chladírenství"]
["BGS330DB51XXB",31401,"U+WK3                                   ","Chladírenství"]
["BGS330DB52SXA",90720,"UA+ CONACQ+ KITSUP                      ","Chladírenství"]
["BGS330DB52SXB",31401,"UB+ CONACQ+ KITSUP                      ","Chladírenství"]
["BGS330DB52XXA",88978,"UA+ CONACQ                              ","Chladírenství"]
["BGS330DB52XXB",31401,"UB+ CONACQ                              ","Chladírenství"]
["BGS340DB11SXA",98873,"UA+ CONACQ+ WK1+ KITSUP                 ","Chladírenství"]
["BGS340DB11SXB",41627,"UB+ CONACQ+ WK1+ KITSUP                 ","Chladírenství"]
["BGS340DB11XXA",97133,"UA+ CONACQ+ WK1                         ","Chladírenství"]
["BGS340DB11XXB",41627,"UB+ CONACQ+ WK1                         ","Chladírenství"]
["BGS340DB13SXA",109543,"UA+ KITSUP                              ","Chladírenství"]
["BGS340DB13SXB",41627,"UB+ KITSUP                              ","Chladírenství"]
["BGS340DB13XXA",107804,"UA                                      ","Chladírenství"]
["BGS340DB13XXB",41627,"UB                                      ","Chladírenství"]
["BGS340DB51SXA",119688,"UA+ WK2+ KITSUP                         ","Chladírenství"]
["BGS340DB51SXB",41627,"UB+ WK2+ KITSUP                         ","Chladírenství"]
["BGS340DB51XXA",117948,"U+WK3                                   ","Chladírenství"]
["BGS340DB51XXB",41627,"U+WK3                                   ","Chladírenství"]
["BGS340DB52SXA",119688,"UA+ CONACQ+ KITSUP                      ","Chladírenství"]
["BGS340DB52SXB",41627,"UB+ CONACQ+ KITSUP                      ","Chladírenství"]
["BGS340DB52XXA",117948,"UA+ CONACQ                              ","Chladírenství"]
["BGS340DB52XXB",41627,"UB+ CONACQ                              ","Komerční"]
["BHFA22P1007",5709,"propojení venkovních jednotek R32","Komerční"]
["BHFP26P36C",9765,"propojení modulů venkovní VRV jednotky","Komerční"]
["BHFP26P63C",19909,"propojení modulů venkovní VRV jednotky","Komerční"]
["BHFP26P84C",26464,"propojení modulů venkovní VRV jednotky","Komerční"]
["BHFQ22P1007",4955,"propojení modulů venkovní VRV jednotky","Komerční"]
["BHFQ22P1517",10177,"propojení modulů venkovní VRV jednotky","Komerční"]
["BHFQ23P1357",19666,"propojení modulů venkovní VRV jednotky","Komerční"]
["BHFQ23P907",9765,"propojení modulů venkovní VRV jednotky","Komerční"]
["BHFQ23P907A",9122,"propojení modulů venkovní VRV jednotky","Komerční"]
["BHGP26A1",18633,"sada digitálního manometru","Komerční"]
["BHRG25A33T",4023,"ACC<QA/VRV<PIPING                       ","Komerční"]
["BHRG25A72T",6202,"ACC<QA/VRV<PIPING                       ","Komerční"]
["BHRG25A73T",7626,"Digital Pressure Gauge Kit              ","Komerční"]
["BHRG26A33T",3604,"ACC<SPLIT<PIPING                        ","Komerční"]
["BHRG26A72T",4777,"ACC<SPLIT<PIPING                        ","Komerční"]
["BHRG26A73T",8716,"AstroPure Air Cleaner                   ","Komerční"]
["BPMKS967A2",23840,"BP box 2 porty","Komerční"]
["BPMKS967A3",25393,"BS box pro připojení vnitřnívh jednotek SPLIT a SKY AIR k VRV","Komerční"]
["BR00000554",87550,"Astro Pure čistička","Komerční"]
["BR00000676",82478,"Astro Pure čistička","Komerční"]
["BR00000678",116953,"Astro Pure čistička","Komerční"]
["BR500",9795,"brána s konektivitou DoS","Komerční"]
["BRC073",6177,"kabelové dálkové ovládání","Komerční"]
["BRC1C61",1468,"Madoka kabelový ovladač","Komerční"]
["BRC1D52",3968,"kabelové dálkové ovládání","Komerční"]
["BRC1E53A",5212,"kabelové dálkové ovládání","Komerční"]
["BRC1E53B",5212,"kabelové dálkové ovládání","Komerční"]
["BRC1E53C",5212,"kabelové dálkové ovládání","Komerční"]
["BRC1H519K",5992,"kabelové dálkové ovládání","Komerční"]
["BRC1H519K7",5992,"kabelové dálkové ovládání","Komerční"]
["BRC1H519S",5992,"kabelové dálkové ovládání","Komerční"]
["BRC1H519S7",5992,"kabelové dálkové ovládání","Komerční"]
["BRC1H519W",5992,"kabelové dálkové ovládání","Komerční"]
["BRC1H519W7",5992,"kabelové dálkové ovládání","Komerční"]
["BRC1H52K",5992,"Madoka kabelový ovladač černý","Komerční"]
["BRC1H52S",5992,"Madoka kabelový ovladač stříbrný","Komerční"]
["BRC1H52W",5992,"Madoka kabelový ovladač bílý","Komerční"]
["BRC1HHDK",4096,"Madoka kabelový ovladač černý","Vytápění"]
["BRC1HHDS",4096,"Madoka kabelový ovladač stříbrný","Vytápění"]
["BRC1HHDW",4096,"Madoka kabelový ovladač bílý","Vytápění"]
["BRC2E52C",4934,"zjednodušené dálkové ovládání pro hotelové aplikace","Komerční"]
["BRC301B61",6556,"kabelové dálkové ovládání VAM","Komerční"]
["BRC315D",4250,"kabelové dálkové ovládání pro Fancoily","Komerční"]
["BRC3E52C",4934,"zjednodušené dálkové ovládání pro hotelové aplikace","Komerční"]
["BRC4C61",12594,"bezdrátové dálkové ovládání ","Komerční"]
["BRC4C62",10213,"bezdrátové dálkové ovládání ","Komerční"]
["BRC4C65",5212,"bezdrátové dálkové ovládání ","Komerční"]
["BRC51A61",4078,"infra ovladač","Komerční"]
["BRC7C511",11277,"infra ovladač","Komerční"]
["BRC7C52",8139,"infra ovladač","Komerční"]
["BRC7C58",8139,"infra ovladač","Komerční"]
["BRC7E530",6616,"infra ovladač","Komerční"]
["BRC7E531",6616,"infra ovladač","Komerční"]
["BRC7E618",7384,"infra ovladač","Komerční"]
["BRC7EA628",7384,"infra ovladač","Komerční"]
["BRC7EA630",6297,"infra ovladač","Komerční"]
["BRC7EA631",8123,"infra ovladač","Komerční"]
["BRC7EA632",8123,"infra ovladač","Komerční"]
["BRC7EB518",7384,"infra ovladač","Komerční"]
["BRC7EB530W",7384,"infra ovladač","Komerční"]
["BRC7F530S",6349,"infra ovladač","Komerční"]
["BRC7F530W",6349,"infra ovladač","Komerční"]
["BRC7F532F",6616,"infra ovladač","Komerční"]
["BRC7F533F",6616,"infra ovladač","Komerční"]
["BRC7FA532F",6315,"infra ovladač","Komerční"]
["BRC7FA532FB",6315,"infra ovladač","Komerční"]
["BRC7FB532F",6417,"infra ovladač","Komerční"]
["BRC7FB532FB",6417,"infra ovladač","Komerční"]
["BRC7G53",8722,"infra ovladač","Komerční"]
["BRC7GA53-9",8722,"bezdrátové dálkové ovládání ","Komerční"]
["BRCW901A03",759,"bezdrátové dálkové ovládání ","Komerční"]
["BRCW901A08",1207,"bezdrátové dálkové ovládání ","Komerční"]
["BRE49B2F",4224,"čidlo přítomnosti osob","Komerční"]
["BRP069A41",724,"online regulace pomocí aplikace","Komerční"]
["BRP069A43",724,"online regulace pomocí aplikace","Komerční"]
["BRP069A44",724,"online regulace pomocí aplikace","Komerční"]
["BRP069A45",1409,"online regulace pomocí aplikace","Komerční"]
["BRP069A61",7323,"online regulace pomocí aplikace","Vytápění"]
["BRP069A62",4748,"LAN regulátor","Vytápění"]
["BRP069A71",1581,"adaptér WLAN","Vytápění"]
["BRP069A78",1313,"adaptér WLAN","Vytápění"]
["BRP069A81",3562,"Smart comfort controller – Wi-fi module ","Komerční"]
["BRP069B41",724,"online regulace pomocí aplikace","Komerční"]
["BRP069B42",724,"online regulace pomocí aplikace","Komerční"]
["BRP069B43",724,"online regulace pomocí aplikace","Komerční"]
["BRP069B45",948,"online regulace pomocí aplikace","Komerční"]
["BRP069B82",5172,"online regulace pomocí aplikace","Komerční"]
["BRP069C47",1439,"online regulace pomocí aplikace","Komerční"]
["BRP069C51",2656,"online regulace pomocí aplikace","Komerční"]
["BRP069C81",4796,"online regulace pomocí aplikace","Komerční"]
["BRP069C82",2656,"online regulace pomocí aplikace","Komerční"]
["BRP2A81",5349,"PCB přepínač topení/chlazení","Komerční"]
["BRP2A81-WIRE",1,"kabel l PCB přepínači topení/chlazení","Komerční"]
["BRP4A50",6245,"sada ovladače předehřevu","Komerční"]
["BRP4A50A",6245,"adaptér PCB pro ohřívač třetí strany","Komerční"]
["BRP7A51",3174,"adaptér PCB pro vzájemné blokování (karta od pokoje)","Komerční"]
["BRP7A52",3174,"adaptér PCB pro vzájemné blokování (karta od pokoje)","Komerční"]
["BRP7A53",3174,"adaptér PCB pro vzájemné blokování (karta od pokoje)","Komerční"]
["BRP7A54",3174,"adaptér PCB pro vzájemné blokování (karta od pokoje)","Komerční"]
["BRR9A1V1",51762,"rozhraní Modbus pro CO2 CVP","Komerční"]
["BRR9B1V1",42571,"rozhraní Modbus pro CO2 CVP","Komerční"]
["BRYMA100",18423,"snímač CO2","Komerční"]
["BRYMA200",18423,"snímač CO2","Komerční"]
["BRYMA65",18423,"sada čidel","Komerční"]
["BRYQ140A",5003,"sada čidel","Komerční"]
["BRYQ140B",5003,"sada čidel","Komerční"]
["BRYQ140BB",5003,"sada čidel","Komerční"]
["BRYQ140C",5003,"sada čidel","Komerční"]
["BRYQ140CB",5135,"čidlo přítomnosti osob černé","Komerční"]
["BRYQ60A3S",4680,"čidlo šedé","Komerční"]
["BRYQ60A3W",4509,"čidlo bílé","Komerční"]
["BRYQ60AS",5003,"sada čidel","Komerční"]
["BRYQ60AW",5003,"sada čidel","Komerční"]
["BS10A14AV1B",148773,"BS box pro VRV IV ","Komerční"]
["BS10Q14AV1B",148773,"BS box pro VRV IV ","Komerční"]
["BS12A14AV1B",175341,"BS box pro VRV IV ","Komerční"]
["BS12Q14AV1B",175341,"BS box pro VRV IV ","Komerční"]
["BS16Q14AV1B",221987,"BS box pro VRV IV ","Komerční"]
["BS1Q10A",19252,"BS box pro VRV IV ","Komerční"]
["BS1Q16A",30327,"BS box pro VRV IV ","Komerční"]
["BS1Q25A",34880,"BS box pro VRV IV ","Komerční"]
["BS4A14AV1B",68660,"BS box pro VRV IV ","Komerční"]
["BS4Q14AV1B",68660,"BS box pro VRV IV ","Komerční"]
["BS6A14AV1B",94121,"BS box pro VRV IV ","Komerční"]
["BS6Q14AV1B",94121,"BS box pro VRV IV ","Komerční"]
["BS8A14AV1B",123761,"BS box pro VRV IV ","Komerční"]
["BS8Q14AV1B",123761,"BS box pro VRV IV ","Komerční"]
["BSB010DA11SX",71846,"U                                       ","Chladírenství"]
["BSB010DA11XX",72732,"U","Chladírenství"]
["BSB010DA12SX",78542,"U+ WK1                                  ","Chladírenství"]
["BSB010DA12XX",77077,"U+ CONACQ+ KITSUP                       ","Chladírenství"]
["BSB010DA51SX",82401,"U+ CONACQ                               ","Chladírenství"]
["BSB010DA51XX",80933,"U+ WK1+ KITSUP                          ","Chladírenství"]
["BSB010DA52SX",89097,"U+ WK1                                  ","Chladírenství"]
["BSB010DA52XX",87631,"U                                       ","Chladírenství"]
["BSB0870Y1AAA",100703,"U + WaterCond                           ","Chladírenství"]
["BSB0870Y1WAA",117141,"U+KIT SUP                               ","Chladírenství"]
["BSB117DA11SX",80097,"U                                       ","Chladírenství"]
["BSB117DA11XX",81218,"U","Chladírenství"]
["BSB117DA12SX",86794,"U+ WK1                                  ","Chladírenství"]
["BSB117DA12XX",85330,"U+ CONACQ+ KITSUP                       ","Chladírenství"]
["BSB117DA51SX",91908,"U+ CONACQ                               ","Chladírenství"]
["BSB117DA51XX",90442,"U+ WK1+ KITSUP                          ","Chladírenství"]
["BSB117DA52SX",98606,"U+ WK1                                  ","Chladírenství"]
["BSB117DA52XX",97139,"U                                       ","Chladírenství"]
["BSB1710Y2AAA",165748,"U                                       ","Chladírenství"]
["BSB1710Y2WAA",192755,"U+ KITSUP                               ","Chladírenství"]
["BSB220DB11SX",104196,"U                                       ","Chladírenství"]
["BSB220DB11XX",105750,"U","Chladírenství"]
["BSB220DB11XXA7",113195,"U+ WK1+ KITSUP                          ","Chladírenství"]
["BSB220DB12SX",113045,"U+ WK1                                  ","Chladírenství"]
["BSB220DB12XX",111580,"U+ CONACQ+ KITSUP                       ","Chladírenství"]
["BSB220DB51SX",119594,"Zanotti Monobloc                        ","Chladírenství"]
["BSB220DB51XX",118127,"U+ WK1+ KITSUP                          ","Chladírenství"]
["BSB220DB52SX",128442,"U+ WK1                                  ","Chladírenství"]
["BSB220DB52XX",126979,"U                                       ","Chladírenství"]
["BSB2650Y3AAA",211076,"U                                       ","Chladírenství"]
["BSB2650Y3ABA",198809,"U + WaterCond                           ","Chladírenství"]
["BSB2650Y3WAA",241236,"U + WaterCond                           ","Chladírenství"]
["BSB2650Y3WBA",231184,"U+ KITSUP                               ","Chladírenství"]
["BSB330DB11SX",127157,"U                                       ","Chladírenství"]
["BSB330DB11XX",129352,"U","Chladírenství"]
["BSB330DB13SX",140641,"Zanotti Monobloc                        ","Chladírenství"]
["BSB330DB13XX",139178,"U+ CONACQ+ KITSUP                       ","Chladírenství"]
["BSB330DB51SX",146022,"U+ CONACQ                               ","Chladírenství"]
["BSB330DB51XX",144559,"U+CON ACQ+WK+KIT SUP                    ","Chladírenství"]
["BSB330DB56SX",123599,"U+ KITSUP                               ","Chladírenství"]
["BSB440DB11SX",175711,"U                                       ","Chladírenství"]
["BSB440DB11XX",174246,"U","Chladírenství"]
["BSB440DB13SX",189195,"U+ WK2                                  ","Chladírenství"]
["BSB440DB13XX",187731,"U+ CONACQ+ KITSUP                       ","Chladírenství"]
["BSB440DB51SX",201844,"U+ CONACQ                               ","Chladírenství"]
["BSB440DB51XX",200378,"U+ WK2+ KITSUP                          ","Chladírenství"]
["BSB545DB13SX",240741,"U+WK3                                   ","Chladírenství"]
["BSB545DB13XX",239276,"U+WK3","Chladírenství"]
["BSB545DB51SX",276618,"U+ CONACQ                               ","Chladírenství"]
["BSB545DB51XX",275155,"U+CON ACQ+WK+KIT SUP                    ","Chladírenství"]
["BSB545DB56SX",289549,"Zanotti monobloc                        ","Chladírenství"]
["BSB545DB56XX",288044,"U+ WK2+ KITSUP                          ","Chladírenství"]
["BSB550DB13SX",245403,"U+WK3                                   ","Chladírenství"]
["BSB550DB13XX",243939,"U+WK3","Chladírenství"]
["BSB550DB51SX",282000,"U+ CONACQ                               ","Chladírenství"]
["BSB550DB51XX",280536,"UA+ KITSUP                              ","Chladírenství"]
["BSP110DA11SXA",48627,"UB+ KITSUP                              ","Chladírenství"]
["BSP110DA11SXB",20283,"UA+ KITSUP + MON TEN                    ","Chladírenství"]
["BSP110DA11TXA",55174,"UB+ KITSUP + MON TEN                    ","Chladírenství"]
["BSP110DA11TXB",20283,"UA                                      ","Chladírenství"]
["BSP110DA11XXA",47327,"UB                                      ","Chladírenství"]
["BSP110DA11XXB",20283,"UA+ KITSUP                              ","Chladírenství"]
["BSP110DA12SXA",53001,"UB+ KITSUP                              ","Chladírenství"]
["BSP110DA12SXB",20283,"UA+ KITSUP + MON TEN                    ","Chladírenství"]
["BSP110DA12TXA",59549,"UB+ KITSUP + MON TEN                    ","Chladírenství"]
["BSP110DA12TXB",20283,"U+WK1                                   ","Chladírenství"]
["BSP110DA12XXA",52145,"U+WK1","Chladírenství"]
["BSP110DA12XXB",22343,"U+WK1","Chladírenství"]
["BSP110DA51SXA",48627,"UB+ KITSUP                              ","Chladírenství"]
["BSP110DA51SXB",20283,"UA+ KITSUP + MON TEN                    ","Chladírenství"]
["BSP110DA51TXA",55174,"UB+ KITSUP + MON TEN                    ","Chladírenství"]
["BSP110DA51TXB",20283,"UA                                      ","Chladírenství"]
["BSP110DA51XXA",47327,"UB                                      ","Chladírenství"]
["BSP110DA51XXB",20283,"UA+ WK1+ KITSUP                         ","Chladírenství"]
["BSP110DA52SXA",53001,"UB+ WK1+ KITSUP                         ","Chladírenství"]
["BSP110DA52SXB",20283,"UA+ WK1+ KITSUP + MON TEN               ","Chladírenství"]
["BSP110DA52TXA",59549,"UB+ WK1+ KITSUP + MON TEN               ","Chladírenství"]
["BSP110DA52TXB",20283,"UA+ WK1                                 ","Chladírenství"]
["BSP110DA52XXA",51702,"UB+ WK1                                 ","Chladírenství"]
["BSP110DA52XXB",20283,"UA+ KITSUP                              ","Chladírenství"]
["BSP112DA11SXA",50879,"UB+ KITSUP                              ","Chladírenství"]
["BSP112DA11SXB",21236,"UA+ KITSUP + MON TEN                    ","Chladírenství"]
["BSP112DA11TXA",57427,"UB+ KITSUP + MON TEN                    ","Chladírenství"]
["BSP112DA11TXB",21236,"UA                                      ","Chladírenství"]
["BSP112DA11XXA",49582,"UA","Chladírenství"]
["BSP112DA11XXB",21236,"UB","Chladírenství"]
["BSP112DA12SXA",55254,"UB+ KITSUP                              ","Chladírenství"]
["BSP112DA12SXB",21236,"UA+ KITSUP + MON TEN                    ","Chladírenství"]
["BSP112DA12TXA",61803,"UB+ KITSUP + MON TEN                    ","Chladírenství"]
["BSP112DA12TXB",21236,"U+WK1                                   ","Chladírenství"]
["BSP112DA12XXA",54465,"U+WK1                                   ","Chladírenství"]
["BSP112DA12XXB",23337,"UA+ KITSUP                              ","Chladírenství"]
["BSP112DA51SXA",50879,"UB+ KITSUP                              ","Chladírenství"]
["BSP112DA51SXB",21236,"UA+ KITSUP + MON TEN                    ","Chladírenství"]
["BSP112DA51TXA",57427,"UB+ KITSUP + MON TEN                    ","Chladírenství"]
["BSP112DA51TXB",21236,"UA                                      ","Chladírenství"]
["BSP112DA51XXA",49582,"UB                                      ","Chladírenství"]
["BSP112DA51XXB",21236,"UA+ WK1+ KITSUP                         ","Chladírenství"]
["BSP112DA52SXA",55254,"UB+ WK1+ KITSUP                         ","Chladírenství"]
["BSP112DA52SXB",21236,"UA+ WK1+ KITSUP + MON TEN               ","Chladírenství"]
["BSP112DA52TXA",61803,"UB+ WK1+ KITSUP + MON TEN               ","Chladírenství"]
["BSP112DA52TXB",21236,"UA+ WK1                                 ","Chladírenství"]
["BSP112DA52XXA",53955,"UB+ WK1                                 ","Chladírenství"]
["BSP112DA52XXB",21236,"UA+ KITSUP                              ","Chladírenství"]
["BSP117DA11SXA",53797,"UB+ KITSUP                              ","Chladírenství"]
["BSP117DA11SXB",22510,"UA+ KITSUP + MON TEN                    ","Chladírenství"]
["BSP117DA11TXA",60345,"UB+ KITSUP + MON TEN                    ","Chladírenství"]
["BSP117DA11TXB",22510,"UA                                      ","Chladírenství"]
["BSP117DA11XXA",52496,"UA","Chladírenství"]
["BSP117DA11XXB",22510,"UB","Chladírenství"]
["BSP117DA12SXA",58171,"UB+ KITSUP                              ","Chladírenství"]
["BSP117DA12SXB",22510,"UA+ KITSUP + MON TEN                    ","Chladírenství"]
["BSP117DA12TXA",64720,"UB+ KITSUP + MON TEN                    ","Chladírenství"]
["BSP117DA12TXB",22510,"U+WK1                                   ","Chladírenství"]
["BSP117DA12XXA",57482,"U+WK1                                   ","Chladírenství"]
["BSP117DA12XXB",24631,"UA+ KITSUP                              ","Chladírenství"]
["BSP117DA51SXA",53797,"UB+ KITSUP                              ","Chladírenství"]
["BSP117DA51SXB",22510,"UA+ KITSUP + MON TEN                    ","Chladírenství"]
["BSP117DA51TXA",60345,"UB+ KITSUP + MON TEN                    ","Chladírenství"]
["BSP117DA51TXB",22510,"UA                                      ","Chladírenství"]
["BSP117DA51XXA",52496,"UB                                      ","Chladírenství"]
["BSP117DA51XXB",22510,"UA+ WK1+ KITSUP                         ","Chladírenství"]
["BSP117DA52SXA",58171,"UB+ WK1+ KITSUP                         ","Chladírenství"]
["BSP117DA52SXB",22510,"UA+ WK1+ KITSUP + MON TEN               ","Chladírenství"]
["BSP117DA52TXA",64720,"UB+ WK1+ KITSUP + MON TEN               ","Chladírenství"]
["BSP117DA52TXB",22510,"UA+ WK1                                 ","Chladírenství"]
["BSP117DA52XXA",56871,"UB+ WK1                                 ","Chladírenství"]
["BSP117DA52XXB",22510,"UA+ KITSUP                              ","Chladírenství"]
["BSP218DA11SXA",61352,"UB+ KITSUP                              ","Chladírenství"]
["BSP218DA11SXB",25746,"UA+ KITSUP + MON TEN                    ","Chladírenství"]
["BSP218DA11TXA",67900,"UB+ KITSUP + MON TEN                    ","Chladírenství"]
["BSP218DA11TXB",25746,"UA                                      ","Chladírenství"]
["BSP218DA11XXA",60054,"UA","Chladírenství"]
["BSP218DA11XXB",25746,"UB","Chladírenství"]
["BSP218DA12SXA",65728,"UB+ KITSUP                              ","Chladírenství"]
["BSP218DA12SXB",25746,"UA+ KITSUP + MON TEN                    ","Chladírenství"]
["BSP218DA12TXA",72276,"UB+ KITSUP + MON TEN                    ","Chladírenství"]
["BSP218DA12TXB",25746,"U+WK1                                   ","Chladírenství"]
["BSP218DA12XXA",65272,"U+WK1                                   ","Chladírenství"]
["BSP218DA12XXB",27978,"UA+ KITSUP                              ","Chladírenství"]
["BSP218DA51SXA",61352,"UB+ KITSUP                              ","Chladírenství"]
["BSP218DA51SXB",25746,"UA+ KITSUP + MON TEN                    ","Chladírenství"]
["BSP218DA51TXA",67900,"UB+ KITSUP + MON TEN                    ","Chladírenství"]
["BSP218DA51TXB",25746,"UA                                      ","Chladírenství"]
["BSP218DA51XXA",60054,"UB                                      ","Chladírenství"]
["BSP218DA51XXB",25746,"UA+ WK1+ KITSUP                         ","Chladírenství"]
["BSP218DA52SXA",65728,"UB+ WK1+ KITSUP                         ","Chladírenství"]
["BSP218DA52SXB",25746,"UA+ WK1+ KITSUP + MON TEN               ","Chladírenství"]
["BSP218DA52TXA",72276,"UB+ WK1+ KITSUP + MON TEN               ","Chladírenství"]
["BSP218DA52TXB",25746,"UA+ WK1                                 ","Chladírenství"]
["BSP218DA52XXA",64428,"UB+ WK1                                 ","Chladírenství"]
["BSP218DA52XXB",25746,"UA+ KITSUP                              ","Chladírenství"]
["BSP220DB11SXA",66231,"UB+ KITSUP                              ","Chladírenství"]
["BSP220DB11SXB",27840,"UA+ KITSUP + MON TEN                    ","Chladírenství"]
["BSP220DB11TXA",72781,"UB+ KITSUP + MON TEN                    ","Chladírenství"]
["BSP220DB11TXB",27840,"UA                                      ","Chladírenství"]
["BSP220DB11XXA",64932,"UB                                      ","Chladírenství"]
["BSP220DB11XXB",27840,"UA+ KITSUP                              ","Chladírenství"]
["BSP220DB12SXA",70606,"UB+ KITSUP                              ","Chladírenství"]
["BSP220DB12SXB",27840,"UA+ KITSUP + MON TEN                    ","Chladírenství"]
["BSP220DB12TXA",77154,"UB+ KITSUP + MON TEN                    ","Chladírenství"]
["BSP220DB12TXB",27840,"U+WK1                                   ","Chladírenství"]
["BSP220DB12XXA",70179,"U+WK1","Chladírenství"]
["BSP220DB12XXB",30068,"U+WK1","Chladírenství"]
["BSP220DB51SXA",66231,"UB+ KITSUP                              ","Chladírenství"]
["BSP220DB51SXB",27840,"UA+ KITSUP + MON TEN                    ","Chladírenství"]
["BSP220DB51TXA",72781,"UB+ KITSUP + MON TEN                    ","Chladírenství"]
["BSP220DB51TXB",27840,"UA                                      ","Chladírenství"]
["BSP220DB51XXA",64932,"UB                                      ","Chladírenství"]
["BSP220DB51XXB",27840,"UA+ WK1+ KITSUP                         ","Chladírenství"]
["BSP220DB52SXA",70606,"UB+ WK1+ KITSUP                         ","Chladírenství"]
["BSP220DB52SXB",27840,"UA+ WK1+ KITSUP + MON TEN               ","Chladírenství"]
["BSP220DB52TXA",77154,"UB+ WK1+ KITSUP + MON TEN               ","Chladírenství"]
["BSP220DB52TXB",27840,"UA+ WK1                                 ","Chladírenství"]
["BSP220DB52XXA",69305,"UB+ WK1                                 ","Chladírenství"]
["BSP220DB52XXB",27840,"UB+ KITSUP                              ","Chladírenství"]
["BSP320DB11SXA",73282,"UB+ KITSUP                              ","Chladírenství"]
["BSP320DB11SXB",30862,"UB+ KITSUP + MON TEN                    ","Chladírenství"]
["BSP320DB11TXA",79834,"UB+ KITSUP + MON TEN                    ","Chladírenství"]
["BSP320DB11TXB",30862,"UB                                      ","Chladírenství"]
["BSP320DB11XXA",71985,"UB                                      ","Chladírenství"]
["BSP320DB11XXB",30862,"UB+ KITSUP                              ","Chladírenství"]
["BSP320DB13SXA",83463,"UB+ KITSUP                              ","Chladírenství"]
["BSP320DB13SXB",30862,"UB+ KITSUP + MON TEN                    ","Chladírenství"]
["BSP320DB13TXA",90012,"UB+ KITSUP + MON TEN                    ","Chladírenství"]
["BSP320DB13TXB",30862,"U+WK3                                   ","Chladírenství"]
["BSP320DB13XXA",82165,"U+WK3                                   ","Chladírenství"]
["BSP320DB13XXB",30862,"UB+ KITSUP                              ","Chladírenství"]
["BSP320DB51SXA",73282,"UB+ KITSUP                              ","Chladírenství"]
["BSP320DB51SXB",30862,"UB+ KITSUP + MON TEN                    ","Chladírenství"]
["BSP320DB51TXA",79834,"UB+ KITSUP + MON TEN                    ","Chladírenství"]
["BSP320DB51TXB",30862,"UB                                      ","Chladírenství"]
["BSP320DB51XXA",71985,"UB                                      ","Chladírenství"]
["BSP320DB51XXB",30862,"UA+ KITSUP                              ","Chladírenství"]
["BSP330DB11SXA",76385,"UB+ KITSUP                              ","Chladírenství"]
["BSP330DB11SXB",32188,"UA+ KITSUP + MON TEN                    ","Chladírenství"]
["BSP330DB11TXA",82934,"UB+ KITSUP + MON TEN                    ","Chladírenství"]
["BSP330DB11TXB",32188,"UA                                      ","Chladírenství"]
["BSP330DB11XXA",75086,"UB                                      ","Chladírenství"]
["BSP330DB11XXB",32188,"UA+ KITSUP                              ","Chladírenství"]
["BSP330DB13SXA",86565,"UB+ KITSUP                              ","Chladírenství"]
["BSP330DB13SXB",32188,"UA+ KITSUP + MON TEN                    ","Chladírenství"]
["BSP330DB13TXA",93116,"UB+ KITSUP + MON TEN                    ","Chladírenství"]
["BSP330DB13TXB",32188,"U+VVV PRS+RES CAR                       ","Chladírenství"]
["BSP330DB13XXA",84831,"U+VVV PRS+RES CAR","Chladírenství"]
["BSP330DB13XXB",36365,"U+WK3","Chladírenství"]
["BSP330DB51SXA",76385,"UA+ KITSUP","Chladírenství"]
["BSP330DB51SXB",32188,"UB+ KITSUP","Chladírenství"]
["BSP330DB51TXA",82934,"UA+ KITSUP + MON TEN","Chladírenství"]
["BSP330DB51TXB",32188,"UB+ KITSUP + MON TEN","Chladírenství"]
["BSP330DB51XXA",75086,"UA","Chladírenství"]
["BSP330DB51XXB",32188,"UB","Chladírenství"]
["BSVQ100M",27174,"-","Komerční"]
["BTSQ20P",184691,"-","Komerční"]
["BYBCQ125H",29154,"dvoucestný stropní kazetový dekorační panel","Komerční"]
["BYBCQ40H",22324,"dvoucestný stropní kazetový dekorační panel","Komerční"]
["BYBCQ63H",25601,"dvoucestný stropní kazetový dekorační panel","Komerční"]
["BYC125K-W19",10468,"dekorační panel","Komerční"]
["BYCQ140D",9384,"dekorační panel s automatickým čištěním","Komerční"]
["BYCQ140DG",16941,"dekorační panel s automatickým čištěním","Komerční"]
["BYCQ140DG9",16941,"dekorační panel s automatickým čištěním","Komerční"]
["BYCQ140DGF",16941,"dekorační panel s automatickým čištěním a jemnou mřížkou filtru","Komerční"]
["BYCQ140DGF9",16941,"dekorační panel s automatickým čištěním a jemnou mřížkou filtru","Komerční"]
["BYCQ140DGFB9",18635,"černý dekorační panel s automatickým čištěním a jemnou mřížkou filtru","Komerční"]
["BYCQ140DW",10556,"dekorační panel s automatickým čištěním","Komerční"]
["BYCQ140E",9760,"dekorační panel s kruhovým výdechem 360°","Komerční"]
["BYCQ140EB",9907,"černý standardní dekorační panel s kruhým výdechem 360°","Komerční"]
["BYCQ140EGF",17619,"dekorační panel s kruhovým výdechem a automatickým čištěním ","Komerční"]
["BYCQ140EGFB",17764,"černý dekorační panel s kruhovým výdechem a automatickým čištěním ","Komerční"]
["BYCQ140EP",9958," bílý dekorační panel s kruhovým výdechem a skrytými mřížkami přívodu vzduchu","Komerční"]
["BYCQ140EPB",10252," černý dekorační panel s kruhovým výdechem a skrytými mřížkami přívodu vzduchu","Komerční"]
["BYCQ140EW",10980,"dekorační panel s kruhovým výdechem 360°","Komerční"]
["BYFQ60B3",9626,"starý model","Komerční"]
["BYFQ60C4S",11574,"šedý panel","Komerční"]
["BYFQ60C4W",9384,"bílý panel","Komerční"]
["BYFQ60CS",10352,"stříbrný panel","Komerční"]
["BYFQ60CW",9384,"bílý panel","Komerční"]
["BYK32G",12963,"-","Komerční"]
["BYK45F",16354,"dekorační panel rohové kazety","Komerční"]
["BYK63G",12479,"-","Komerční"]
["BYK71F",17701,"dekorační panel rohové kazety","Komerční"]
["BZKA7V3",71994,"dekorační panel rohové kazety","Vytápění"]
["CDRP1A",7941,"ACC<FCU<N-U","Komerční"]
["CE._HD67164",8798,"-","Komerční"]
["CE.9001090930400",2054,"-","Chladírenství"]
["CE.9001090930600",2529,"-","Chladírenství"]
["CE.9001090930700",2529,"-","Chladírenství"]
["CE.9001090940140",2529,"-","Chladírenství"]
["CE.9001090940180",2813,"-","Chladírenství"]
["CE.9001950000200",2212,"-","Chladírenství"]
["CE.9001950000201",2402,"-","Chladírenství"]
["CE.9001990000003",1327,"-","Chladírenství"]
["CE.9001990000005",1675,"-","Chladírenství"]
["CE.9001990000017",2023,"-","Chladírenství"]
["CE.9003400000010",5467,"-","Chladírenství"]
["CE.9003950000004",1580,"-","Chladírenství"]
["CE.9003950000005",2233,"-","Chladírenství"]
["CE.9003950000006",2845,"-","Chladírenství"]
["CE.9003950000007",4109,"-","Chladírenství"]
["CE.9003950000011",2591,"-","Chladírenství"]
["CE.9003950000012",3033,"-","Chladírenství"]
["CE.9003950000038",822,"-","Chladírenství"]
["CE.9003950000039",2023,"-","Chladírenství"]
["CE.9003950000040",2465,"-","Chladírenství"]
["CE.9003950000041",3097,"-","Chladírenství"]
["CE.9003950000042",3792,"-","Chladírenství"]
["CE.9003950000091",5467,"-","Chladírenství"]
["CE.9003950000092",1422,"-","Chladírenství"]
["CE.9003950000094",284,"-","Chladírenství"]
["CE.9003950000095",3002,"-","Chladírenství"]
["CE.9003950000096",1138,"-","Chladírenství"]
["CE.9003950000097",3129,"-","Chladírenství"]
["CE.9003950000098",2118,"-","Chladírenství"]
["CE.9003950000099",1422,"-","Chladírenství"]
["CE.9003950000100",3476,"-","Chladírenství"]
["CE.9003950000104",6100,"-","Chladírenství"]
["CE.9003950000105",791,"-","Chladírenství"]
["CE.9003950000106",1422,"-","Chladírenství"]
["CE.9003950000107",1106,"-","Chladírenství"]
["CE.9003950000113",1580,"-","Chladírenství"]
["CE.AAF_REDPLEATF2",656,"Bumper set (2pc)210 in gray RAL7045     ","Chladírenství"]
["CE.AHT_203782",415,"Bumper set (2pc)250 in gray RAL7045     ","Chladírenství"]
["CE.AHT_209277",675,"Positionierschiene für ATHEN XL 210     ","Chladírenství"]
["CE.AHT_209279",698,"Fixierbügel Abstand 100 mm              ","Chladírenství"]
["CE.AHT_248689",483,"POSITIONIERSCHIENE Abstand 100 mm, Länge","Chladírenství"]
["CE.AHT_252074",586,"GER-ABD. SET JUMBO210/100,FORM D,GR7045 ","Chladírenství"]
["CE.AHT_265545",202,"GER-ABD. SET JUMBO250/100,FORM D,GR7045 ","Chladírenství"]
["CE.AHT_269289",60,"Bus - Kabel 2xRJ12 Wurm 5m              ","Chladírenství"]
["CE.AHT_269995",225,"-","Chladírenství"]
["CE.AHT_292225",1064,"-","Chladírenství"]
["CE.AHT_311013",1254,"-","Chladírenství"]
["CE.AHT_361301",6795,"ATHEN XL 250 (U) LDHF EU/METRO RAL7016  ","Chladírenství"]
["CE.AHT_390357",1012,"ATHEN XL EC 207 (U) LDHF EU/METRO 7016  ","Chladírenství"]
["CE.AHT_407092",55,"ATHEN XL 210 (-) LDHF EU/METRO RAL7016  ","Chladírenství"]
["CE.AHT_430331",63456,"ATHEN XL 250 (-) LDHF EU/METRO RAL7016  ","Chladírenství"]
["CE.AHT_430333",59061,"-","Chladírenství"]
["CE.AHT_433341",50698,"-","Chladírenství"]
["CE.AHT_433343",53268,"-","Chladírenství"]
["CE.AHT_502536",400080,"Purifying box XL                        ","Komerční"]
["CE.AZ_IAQDAPR07L",29786,"-","Komerční"]
["CE.AZ_IAQDAPR07M",26381,"-","Komerční"]
["CE.AZ_IAQDAPR07S",22125,"-","Komerční"]
["CE.AZ_IAQDAPR07XL",29786,"-","Komerční"]
["CE.AZ_IAQDAPR07XS",22125,"-","Komerční"]
["CE.B_2-COVERS-H100",12643,"2 kryty RAL  9016","Komerční"]
["CE.B_2-COVERS-H150",15376,"2 kryty RAL  9016","Komerční"]
["CE.B_2-COVERS-H50",10899,"2 kryty RAL  9016","Komerční"]
["CE.B_3-COVERS-H100",17216,"2 kryty RAL  9016","Komerční"]
["CE.B_3-COVERS-H150",21695,"3 kryty RAL  9016","Komerční"]
["CE.B_3-COVERS-H50",14828,"3 kryty RAL  9016","Komerční"]
["CE.BERMUDA_10",195364,"FCU ARMONIA                             ","Chladírenství"]
["CE.BERMUDA_10_VIEW",217844,"-","Chladírenství"]
["CE.BERMUDA_13_VIEW",246551,"-","Chladírenství"]
["CE.CA_LX921NCEC",18194,"-","Chladírenství"]
["CE.FIJI_4_LX_H_125",82576,"-","Chladírenství"]
["CE.FIJI_7_LX_H_125",94855,"-","Chladírenství"]
["CE.FIJI_9_LX_H_125",98167,"-","Chladírenství"]
["CE.G_GFHVFD0902OF2",529100,"-","Chladírenství"]
["CE.GE_EVO1400RVTB",101842,"-","Chladírenství"]
["CE.GE_EVO1400RVTN",92655,"-","Chladírenství"]
["CE.GE_PLUS1400RVTB",97276,"-","Chladírenství"]
["CE.GE_PLUS1400RVTN",99336,"-","Chladírenství"]
["CE.GE700_EVO_TN_1",57993,"-","Chladírenství"]
["CE.GE700_PLUS_TB_1",74446,"-","Chladírenství"]
["CE.GE700_PLUS_TN_1",62197,"-","Chladírenství"]
["CE.GE700_ULT_TB_1",88229,"-","Chladírenství"]
["CE.GE700_ULT_TN_1",76591,"-","Chladírenství"]
["CE.GLASS_RISER_4",1956,"-","Chladírenství"]
["CE.GLASS_RISER_6",2137,"-","Chladírenství"]
["CE.GLASS_RISER_7",2408,"-","Chladírenství"]
["CE.GRID_MARIN1000",2258,"-","Chladírenství"]
["CE.GRID_MARIN340",1535,"-","Chladírenství"]
["CE.GRID_MARIN470",2076,"-","Chladírenství"]
["CE.GRID_SKY",1295,"-","Chladírenství"]
["CE.GRID_TORDNADO",2137,"-","Chladírenství"]
["CE.IL_CAR_D_GELATI",279272,"-","Chladírenství"]
["CE.ISABELLA_10_LX",147028,"-","Chladírenství"]
["CE.ISABELLA_13_LX",174729,"-","Chladírenství"]
["CE.ISETTA_4_LX",73890,"-","Chladírenství"]
["CE.ISETTA_4ST",67208,"-","Chladírenství"]
["CE.ISETTA_6R_LX",79848,"-","Chladírenství"]
["CE.ISETTA_6R_ST",72888,"-","Chladírenství"]
["CE.ISETTA_7R_ST",76646,"-","Chladírenství"]
["CE.KELLY_ANGT./TCS",250624,"-","Chladírenství"]
["CE.KELLY_ANGT/TCS",250624,"-","Chladírenství"]
["CE.KELLY_ANGTDXCH",271032,"-","Chladírenství"]
["CE.KELLY_ANGTDXTN",262847,"-","Chladírenství"]
["CE.KELLY_ANGTSX_CH",271088,"-","Chladírenství"]
["CE.KELLY_ANGTSX_TN",262847,"-","Chladírenství"]
["CE.KELLY_GELATO125",327883,"-","Chladírenství"]
["CE.KELLY_LIN100CH",183639,"BASE FRAME FOR L= 635 mm                ","Chladírenství"]
["CE.KELLY_LIN100TCS",159918,"BASE FRAME FOR L= 930 mm                ","Chladírenství"]
["CE.KELLY_LIN100TN",172558,"BASE FRAME FOR L= 1230 mm               ","Chladírenství"]
["CE.KELLY_LIN125CH",209281,"WIND PROTECTION SIDE 730 MM             ","Chladírenství"]
["CE.KELLY_LIN125TCS",186312,"WIND PROTECTION REAR 930 MM             ","Chladírenství"]
["CE.KELLY_LIN125TN",198255,"WIND PROTECTION REAR 1230 MM            ","Chladírenství"]
["CE.KELLY_LIN150CH",225678,"-","Chladírenství"]
["CE.KELLY_LIN150TCS",196835,"-","Chladírenství"]
["CE.KELLY_LIN150TN",215517,"-","Chladírenství"]
["CE.KELLY_LIN175CH",252768,"-","Chladírenství"]
["CE.KELLY_LIN175TCS",219721,"-","Chladírenství"]
["CE.KELLY_LIN175TN",242634,"Cold room 200mm, 80mm panel, floor      ","Chladírenství"]
["CE.KELLY_LIN200CH",272201,"Cold room 200mm, 80mm panel, floor      ","Chladírenství"]
["CE.KELLY_LIN200TCS",232304,"Cold room 200mm, 80mm panel, floor      ","Chladírenství"]
["CE.KELLY_LIN200TN",262067,"Cold room 200mm, 80mm panel, floor      ","Chladírenství"]
["CE.KI_DRAINPANVRV2",29977,"Cold room 200mm, 80mm panel, floor      ","Chladírenství"]
["CE.KI_DRAINPANVRV3",30658,"Cold room 200mm, 80mm panel, floor      ","Komerční"]
["CE.KI_FRAMEVRV1",41795,"základový rám pro l =  635 mm","Komerční"]
["CE.KI_FRAMEVRV2",47690,"základový rám pro l =  930 mm","Komerční"]
["CE.KI_FRAMEVRV3",52119,"základový rám pro l = 1230 mm","Komerční"]
["CE.KI_WINPROVRV1",56614,"boční ochrana proti větru 730 mm","Komerční"]
["CE.KI_WINPROVRV2",37946,"zadní ochrana proti větru 930 mm","Komerční"]
["CE.KI_WINPROVRV3",42581,"zadní ochrana proti větru 1230 mm","Komerční"]
["CE.LE_ARM2LXEC921",26050,"Cold room 200mm, 80mm panel             ","Chladírenství"]
["CE.MARIN1000_RV_TB",170720,"Cold room 240mm, 80mm panel, floor      ","Chladírenství"]
["CE.MARIN340_RS_TB",59246,"Cold room 240mm, 80mm panel, floor      ","Chladírenství"]
["CE.MARIN340_RV_TB",84887,"Cold room 240mm, 80mm panel, floor      ","Chladírenství"]
["CE.MARIN470_RS_TB",63895,"Cold room 240mm, 80mm panel, floor      ","Chladírenství"]
["CE.RTNUNSM",383,"Cold room 240mm, 80mm panel             ","Chladírenství"]
["CE.SE_1A1A1515",98823,"Cold room 240mm, 80mm panel             ","Chladírenství"]
["CE.SE_1A1A1815",106259,"Cold room 240mm, 80mm panel             ","Chladírenství"]
["CE.SE_1A1A1818",119131,"Cold room 240mm, 80mm panel             ","Chladírenství"]
["CE.SE_1A1A2118",134082,"Cold room 240mm, 80mm panel             ","Chladírenství"]
["CE.SE_1A1A2718",147914,"Cold room 240mm, 80mm panel             ","Chladírenství"]
["CE.SE_1A1A3018",157189,"Cold room 200mm, 100mm panel,floor      ","Chladírenství"]
["CE.SE_1A1A3927",231546,"Cold room for LT, 200mm, 100mm panel    ","Chladírenství"]
["CE.SE_1A1A3930",233385,"Cold room 200mm, 100mm panel,floor      ","Chladírenství"]
["CE.SE_1AXA1515",84512,"Cold room for LT, 200mm, 100mm panel    ","Chladírenství"]
["CE.SE_1AXA1815",89869,"Cold room 200mm, 100mm panel,floor      ","Chladírenství"]
["CE.SE_1AXA1818",109697,"Cold room 200mm, 100mm panel,floor      ","Chladírenství"]
["CE.SE_1AXA2118",109857,"Cold room for LT, 200mm, 100mm panel    ","Chladírenství"]
["CE.SE_1AXA2720",120490,"Cold room 200mm, 100mm panel,floor      ","Chladírenství"]
["CE.SE_1AXA3018",125208,"Cold room for LT, 200mm, 100mm panel    ","Chladírenství"]
["CE.SE_1AXA3927",169982,"Cold room 200mm, 100mm panel,floor      ","Chladírenství"]
["CE.SE_1AXA3930",173100,"Cold room for LT, 200mm, 100mm panel    ","Chladírenství"]
["CE.SE_1D1A1515",108257,"Cold room for LT, 200mm, 100mm panel    ","Chladírenství"]
["CE.SE_1D1A1815",114174,"Cold room 200mm, 100mm panel,floor      ","Chladírenství"]
["CE.SE_1D1A1818",127046,"Cold room for LT, 200mm, 100mm panel    ","Chladírenství"]
["CE.SE_1D1A2118",142078,"Cold room 200mm, 100mm panel            ","Chladírenství"]
["CE.SE_1D1A2718",156469,"Cold room 200mm, 100mm panel            ","Chladírenství"]
["CE.SE_1D1A3018",167823,"Cold room 200mm, 100mm panel            ","Chladírenství"]
["CE.SE_1D1A3927",245378,"Cold room 200mm, 100mm panel            ","Chladírenství"]
["CE.SE_1D1A3930",245778,"Cold room 200mm, 100mm panel            ","Chladírenství"]
["CE.SE_1DXA1515",93866,"Cold room 200mm, 100mm panel            ","Chladírenství"]
["CE.SE_1DXA1815",97863,"Cold room 200mm, 100mm panel            ","Chladírenství"]
["CE.SE_1DXA1818",107698,"Cold room 200mm, 100mm panel            ","Chladírenství"]
["CE.SE_1DXA2118",107698,"Cold room 240mm, 100mm panel,floor      ","Chladírenství"]
["CE.SE_1DXA2718",129046,"Cold room for LT, 240mm, 100mm panel    ","Chladírenství"]
["CE.SE_1DXA3018",135761,"Cold room 240mm, 100mm panel,floor      ","Chladírenství"]
["CE.SE_1DXA3927",183814,"Cold room for LT, 240mm, 100mm panel    ","Chladírenství"]
["CE.SE_1DXA3930",185573,"Cold room 240mm, 100mm panel,floor      ","Chladírenství"]
["CE.SE_2A1A1515",106338,"Cold room for LT, 240mm, 100mm panel    ","Chladírenství"]
["CE.SE_2A1A1515DE",106338,"Cold room 240mm, 100mm panel,floor      ","Chladírenství"]
["CE.SE_2A1A1815",116733,"Cold room for LT, 240mm, 100mm panel    ","Chladírenství"]
["CE.SE_2A1A1815DE",116733,"Cold room 240mm, 100mm panel,floor      ","Chladírenství"]
["CE.SE_2A1A2115",128725,"Cold room for LT, 240mm, 100mm panel    ","Chladírenství"]
["CE.SE_2A1A2718",163745,"Cold room 240mm, 100mm panel,floor      ","Chladírenství"]
["CE.SE_2A1A2718DE",163745,"Cold room for LT, 240mm, 100mm panel    ","Chladírenství"]
["CE.SE_2A1A2720",141118,"Cold room 240mm, 100mm panel,floor      ","Chladírenství"]
["CE.SE_2A1A2720DE",141118,"Cold room for LT, 240mm, 100mm panel    ","Chladírenství"]
["CE.SE_2A1A3018",171901,"Cold room 240mm, 100mm panel,floor      ","Chladírenství"]
["CE.SE_2A1A3018DE",171901,"Cold room for LT, 240mm, 100mm panel    ","Chladírenství"]
["CE.SE_2A1A3327DE",238582,"Cold room 240mm, 100mm panel            ","Chladírenství"]
["CE.SE_2A1A3627",252974,"Cold room 240mm, 100mm panel            ","Chladírenství"]
["CE.SE_2A1A3627DE",252974,"Cold room 240mm, 100mm panel            ","Chladírenství"]
["CE.SE_2AXA1515",96504,"Cold room 240mm, 100mm panel            ","Chladírenství"]
["CE.SE_2AXA1815",102341,"Cold room 240mm, 100mm panel            ","Chladírenství"]
["CE.SE_2AXA2115",118731,"Cold room 240mm, 100mm panel            ","Chladírenství"]
["CE.SE_2AXA2718",143117,"Cold room 240mm, 100mm panel            ","Chladírenství"]
["CE.SE_2AXA2720",126327,"Cold room 240mm, 100mm panel            ","Chladírenství"]
["CE.SE_2AXA3018",150313,"Cold room for LT, 200mm, 120mm panel    ","Chladírenství"]
["CE.SE_2AXA3327",204682,"Cold room for LT, 200mm, 120mm panel    ","Chladírenství"]
["CE.SE_2AXA3627",213477,"Cold room for LT, 200mm, 120mm panel    ","Chladírenství"]
["CE.SE_2D1A1515",114814,"Cold room for LT, 200mm, 120mm panel    ","Chladírenství"]
["CE.SE_2D1A1515DE",114814,"Cold room for LT, 200mm, 120mm panel    ","Chladírenství"]
["CE.SE_2D1A1815",126087,"Cold room for LT, 200mm, 120mm panel    ","Chladírenství"]
["CE.SE_2D1A1815DE",126087,"Cold room for LT, 200mm, 120mm panel    ","Chladírenství"]
["CE.SE_2D1A2115",138400,"Cold room for LT, 200mm, 120mm panel    ","Chladírenství"]
["CE.SE_2D1A2115DE",138400,"Cold room for LT, 240mm, 120mm panel    ","Chladírenství"]
["CE.SE_2D1A2718",173820,"Cold room for LT, 240mm, 120mm panel    ","Chladírenství"]
["CE.SE_2D1A2718DE",173820,"Cold room for LT, 240mm, 120mm panel    ","Chladírenství"]
["CE.SE_2D1A2720",155590,"Cold room for LT, 240mm, 120mm panel    ","Chladírenství"]
["CE.SE_2D1A2720DE",155590,"Cold room for LT, 240mm, 120mm panel    ","Chladírenství"]
["CE.SE_2D1A3018",187412,"Cold room for LT, 240mm, 120mm panel    ","Chladírenství"]
["CE.SE_2D1A3018DE",187412,"Cold room for LT, 240mm, 120mm panel    ","Chladírenství"]
["CE.SE_2D1A3327",260969,"Cold room for LT, 240mm, 120mm panel    ","Chladírenství"]
["CE.SE_2D1A3327DE",260969,"Cold room 200mm, 100mm panel,floor      ","Chladírenství"]
["CE.SE_2D1A3627",268325,"Led lamp 40W                            ","Chladírenství"]
["CE.SE_2D1A3627DE",268325,"Led lamp 55W                            ","Chladírenství"]
["CE.SE_2DXA1515",103700,"Led lamp 66W                            ","Chladírenství"]
["CE.SE_2DXA1815",110496,"Led lamp 80W                            ","Chladírenství"]
["CE.SE_2DXA2115",128326,"Microswitch for door                    ","Chladírenství"]
["CE.SE_2DXA2718",154710,"Motion sensor                           ","Chladírenství"]
["CE.SE_2DXA2720",135842,"Rubber for floor                        ","Chladírenství"]
["CE.SE_2DXA3018",162306,"Rubber for doors  BT Conditions (1m)    ","Chladírenství"]
["CE.SE_2DXA3327",221072,"Rubber for doors  NT conditions (1m)    ","Chladírenství"]
["CE.SE_2DXA3627",230587,"Stripe curtain for door (1m) for MT     ","Chladírenství"]
["CE.SE_3A1A1515DE",114014,"Stripe curtain for door (1m) for LT     ","Chladírenství"]
["CE.SE_3A1A1815DE",123449,"Treshold 900mm for panel 100mm          ","Chladírenství"]
["CE.SE_3A1A2115DE",140559,"-","Chladírenství"]
["CE.SE_3A1A2718DE",171661,"Treshold 900mm for panel 120mm          ","Chladírenství"]
["CE.SE_3A1A2720DE",157829,"Treshold 900mm for panel 80mm           ","Chladírenství"]
["CE.SE_3A1A3018DE",183255,"Compensating valve for NT/100m3         ","Chladírenství"]
["CE.SE_3A1A3327DE",247137,"Compensating valve for BT/400m3         ","Chladírenství"]
["CE.SE_3A1A3627DE",261609,"Compensating valve for NT/550m3         ","Chladírenství"]
["CE.SE_3D1A1515DE",125127,"Compensating valve for BT/80m3          ","Chladírenství"]
["CE.SE_3D1A1815DE",133443,"Compensation valve instaled             ","Chladírenství"]
["CE.SE_3D1A2115DE",150872,"Cold room for LT, 200mm, 100mm panel    ","Chladírenství"]
["CE.SE_3D1A2718DE",183255,"Router                                  ","Chladírenství"]
["CE.SE_3D1A2720DE",169102,"-","Chladírenství"]
["CE.SE_3D1A3018DE",204841,"-","Chladírenství"]
["CE.SE_3D1A3327DE",264248,"3-way valve3ports 3/4\"Kvs 2,8 -10001547 ","Chladírenství"]
["CE.SE_3D1A3627DE",277599,"3-way valve 4 ports 1/2\" Kvs 1,7        ","Chladírenství"]
["CE.SE_A1A3327",238582,"3-way valve 4 ports 3/4\" Kvs 2,8        ","Chladírenství"]
["CE.SE_LED40",5286,"-","Chladírenství"]
["CE.SE_LED55",6766,"H H/P<HYBRID INDOOR<MULTI               ","Chladírenství"]
["CE.SE_LED66",7611,"H H/P<HYBRID INDOOR<MULTI               ","Chladírenství"]
["CE.SE_LED80",9092,"SPLIT<NO COMP<H/P                       ","Chladírenství"]
["CE.SE_MICROSW",3438,"SPLIT<NO COMP<H/P                       ","Chladírenství"]
["CE.SE_MOTIONDET",5902,"SPLIT<NO COMP<H/P                       ","Chladírenství"]
["CE.SE_RUBBERFLOOR",842,"SPLIT<NO COMP<H/P                       ","Chladírenství"]
["CE.SE_RUBDOORBT",240,"SPLIT<NO COMP<H/P                       ","Chladírenství"]
["CE.SE_RUBDOORNT",320,"SPLIT<NO COMP<H/P                       ","Chladírenství"]
["CE.SE_STRIPBT",11194,"SPLIT<NO COMP<H/P                       ","Chladírenství"]
["CE.SE_STRIPNT",10394,"SPLIT<NO COMP<H/P                       ","Chladírenství"]
["CE.SE_TRESH100900",12712,"CVXM20A                                 ","Chladírenství"]
["CE.SE_TRESH1201200",17829,"-","Chladírenství"]
["CE.SE_TRESH120900",13491,"Cassette Air Curtain for ERQ (White)    ","Chladírenství"]
["CE.SE_TRESH80900",11861,"Free Hanging Air Curtain for ERQ (White)","Chladírenství"]
["CE.SE_VALVE100NT",2998,"Recessed Air Curtain for ERQ (White)    ","Chladírenství"]
["CE.SE_VALVE400BT",19734,"Cassette Air Curtain for ERQ (White)    ","Chladírenství"]
["CE.SE_VALVE550NT",13752,"Free Hanging Air Curtain for ERQ (White)","Chladírenství"]
["CE.SE_VALVE80BT",5277,"Recessed Air Curtain for ERQ (White)    ","Chladírenství"]
["CE.SE_VALVEINSTAL",3264,"Cassette Air Curtain for ERQ (White)    ","Chladírenství"]
["CE.T_RUT2400DE000",155,"Recessed Air Curtain for ERQ (White)    ","Chladírenství"]
["CE.TORN100RV_TB-TB",181690,"Cassette Air Curtain for ERQ (White)    ","Chladírenství"]
["CE.WA_313134_CAZZ",613,"3-way valve3ports 3/4\"Kvs 2,8 -10001547 ","Komerční"]
["CE.WA_413112_CAZZ",790,"3-way valve 4 ports 1/2\" Kvs 1,7        ","Komerční"]
["CE.WA_413134_CAZZ",828,"3-way valve 4 ports 3/4\" Kvs 2,8        ","Komerční"]
["CTXA15AW",22860,"STYLISH SPLIT nástěnná jednotka","Rezidenční"]
["CTXA15BB",23317,"STYLISH SPLIT nástěnná jednotka","Rezidenční"]
["CTXA15BS",24795,"STYLISH SPLIT nástěnná jednotka","Rezidenční"]
["CTXA15BT",25600,"STYLISH SPLIT nástěnná jednotka","Rezidenční"]
["CTXA15CB",23317,"-","Rezidenční"]
["CTXA15CS",24795,"-","Rezidenční"]
["CTXA15CW",22860,"STYLISH SPLIT nástěnná jednotka","Rezidenční"]
["CTXF20C",8349,"-","Rezidenční"]
["CTXF25C",8565,"-","Rezidenční"]
["CTXF35C",10779,"-","Rezidenční"]
["CTXM15A",14198,"PERFERA nástěnná jednotka","Rezidenční"]
["CTXM15R",14198,"PERFERA nástěnná jednotka","Rezidenční"]
["CVXM20A",27933,"PERFERA parapetní jednotka","Rezidenční"]
["CVXM20A9",27933,"PERFERA parapetní jednotka","Rezidenční"]
["CYAS250DK140RS",291649,"dveřní clona","Komerční"]
["CZ380SDF05F/NSA",114676,"ACC<QA/VRV<CONTROL SYST                 ","Komerční"]
["DAM411B51",62276,"Rozšiřovací deska pro DIII-net až pro 128 vnitřních jednotek","Komerční"]
["DAM412B51",31706,"vstupy digitálních impulsů profunkci PPD přes rozhraní BACnet","Komerční"]
["DCC601A51",29344,"inteligentní tablet ovladač","Komerční"]
["DCM002A51",67315,"PPD software iTM pro regulaci několika vniřních jednotek současně","Komerční"]
["DCM007A51",57933,"PPD software iTM pro regulaci několika vniřních jednotek současně","Komerční"]
["DCM008A51",142873,"PPD software iTM pro regulaci několika vniřních jednotek současně","Komerční"]
["DCM009A51",63726,"PPD software iTM pro regulaci několika vniřních jednotek současně","Komerční"]
["DCM010A51",205551,"PPD software iTM pro regulaci několika vniřních jednotek současně","Komerční"]
["DCM014A51",194465,"PPD software iTM pro regulaci několika vniřních jednotek současně","Komerční"]
["DCM601A51",190281,"iTouchManager pro regulaci několika vniřních jednotek současně","Komerční"]
["DCM601A52",33641,"iTouchManager pro regulaci několika vniřních jednotek současně","Komerční"]
["DCM601A53",155565,"iTouchManager pro regulaci několika vniřních jednotek současně","Komerční"]
["DCM601B51",190281,"iTouchManager pro regulaci několika vniřních jednotek současně","Komerční"]
["DCM601-LIDL",92326,"ACC<QA/VRV<CONTROL SYST                 ","Komerční"]
["DCOM-LT/IO",10514,"brána DCOM pro Althermu","Rezidenční"]
["DCOM-LT/MB",9925,"brána DCOM pro Althermu","Rezidenční"]
["DCP600TC",6018,"ACC<FCU<PANEL","Komerční"]
["DCP900BFA",6221,"ACC<FCU<PANEL","Komerční"]
["DCP900BTA",6221,"ACC<FCU<PANEL","Komerční"]
["DCS007A51",52924,"Rozhraní iTC HTTP","Komerční"]
["DCS301B51",25912,"jednotný ovladač on/off","Komerční"]
["DCS301BA61",11881,"jednotný ovladač on/off","Komerční"]
["DCS302A52",6935,"kabelový adaptér pro centrální ovladač","Komerční"]
["DCS302A52-9",6935,"kabelový adaptér pro centrální ovladač","Komerční"]
["DCS302C51",61551,"centrální dálkový ovladač","Komerční"]
["DCS601C51",68350,"dotykový ovladač","Komerční"]
["DE.ADAPT.EURAAN",1018,"ACC<HYDRAULIC<VALVE                     ","Komerční"]
["DE.ADAPT.ROFAAN",912,"Valve Kit A2                            ","Komerční"]
["DE.DIST.EURAAN",1851,"-","Komerční"]
["DE.WINPROVRV1",63185,"ochrana proti větru","Komerční"]
["DE.WINPROVRV1.R",40731,"ochrana proti větru","Komerční"]
["DE.WINPROVRV10",12767,"ochrana proti větru","Komerční"]
["DE.WINPROVRV2",29463,"ochrana proti větru","Komerční"]
["DE.WINPROVRV3",32947,"ochrana proti větru","Komerční"]
["DE.WINPROVRV6",58033,"ochrana proti větru","Komerční"]
["DE.WINPROVRV7",18908,"ochrana proti větru","Komerční"]
["DE.WINPROVRV8",20461,"ochrana proti větru","Komerční"]
["DE.WINPROVRV9",12973,"ochrana proti větru","Komerční"]
["DE.WINPROVRVMINI",42911,"ochrana proti větru","Komerční"]
["DEC101A51",34365,"ovladač DIO","Komerční"]
["DEC102A51",37883,"ovladač DIO","Komerční"]
["DGE601A51",78418,"D3 net for QA communication             ","Komerční"]
["DGE601A52",37301,"adaptér pro rozšíření systému","Komerční"]
["DGE601A53",25347,"adaptér pro rozšíření systému","Komerční"]
["DH32KIT",8300,"ACC<FCU<N-U                             ","Komerční"]
["DMS502A51",268084,"rozhraní BACNET GATEWAY","Komerční"]
["DMS504B51",81461,"rozhraní LONWORKS","Komerční"]
["DOTROOMTHEAA",4372,"pokojový termostat OT","Vytápění"]
["DRANTIFREEZAB",1509,"protimrazová ochrana","Vytápění"]
["DRCASCACONTAA",11787,"regulátor kaskády","Vytápění"]
["DRCBROOMTHEAA",3547,"pokojový termostat OT","Vytápění"]
["DRCOCOADPTRAA",3225,"připojení BUS CAN k rozhraní OpenTherm","Vytápění"]
["DRCONDENBOXA",7174,"kondenzační box pro bojler A2","Vytápění"]
["DRCONDENREFA",3486,"plnící sada pro bojler A2","Vytápění"]
["DRCONKITC1AA",2920,"připojovací sada pro kombi kotle","Vytápění"]
["DRCOVERPLA2AA",1612,"krycí plech pro spodní přípojky 28 kW","Vytápění"]
["DRCOVERPLATAA",1038,"krycí plech pro spodní přípojky 12-24 kW","Vytápění"]
["DRDECO80125BA",4156,"svislé připojení","Vytápění"]
["DRDECOP8080BA",4803,"adaptér twin box","Vytápění"]
["DRFLWTESENSAA",574,"snímač teploty v kaskádě","Vytápění"]
["DRGATEWAYAA",3977,"LAN adaptér","Vytápění"]
["DRMEEA60100BA",2079,"koleno pro  připojení","Vytápění"]
["DRMOPISET01AA",591,"sada potrubí","Vytápění"]
["DRODRTESENSAA",322,"snímač venkovní teploty v kaskádě","Vytápění"]
["DRSLRTESENSAA",1540,"snímač teploty  ","Vytápění"]
["DRSTKTESENSAA",538,"snímač teplty akum. zásobníku v kaskádě","Vytápění"]
["DRVALVEKIC1AA",4156,"sada s hydraulickým ventilem","Vytápění"]
["DRVALVEKIC2AA",4156,"sada s hydraulickým ventilem","Vytápění"]
["DRVALVEKIT1AA",4156,"sada s hydraulickým ventilem","Vytápění"]
["DRVALVEKITA2A",3721,"sada ventilů A2","Vytápění"]
["DRWAG3CONTAA",4908,"na stěnu montovan rozvaděč","Vytápění"]
["DRWALLRACK1AA",531,"Schienale caldaia D2C 12,18,24 kW       ","Vytápění"]
["DRWTER60100AA",1421,"ACC<FLUEGAS<N/U                         ","Vytápění"]
["DRZONECCONTAA",11034,"ovladač pro kaskádu","Vytápění"]
["DST301B51",32398,"plánovač času","Komerční"]
["DTA102A52",5631,"adaptér rozhraní","Komerční"]
["DTA103A51",21634,"adaptér rozhraní","Komerční"]
["DTA104A53",15526,"externí adaptér pro ovladač","Komerční"]
["DTA104A61",15526,"externí adaptér pro ovladač","Komerční"]
["DTA104A62",15526,"externí adaptér pro ovladač","Komerční"]
["DTA104A62-9",15526,"externí adaptér pro ovladač","Komerční"]
["DTA109A51",31639,"adaptér pro rozšíření systému","Komerční"]
["DTA112B51",7142,"síť D3 pro komunikaci QA","Komerční"]
["DTA113B51",22184,"DS net základní řešení pro řízení Sky Air a VR","Komerční"]
["DTA114A61",6211,"adaptér pro aplikace s více nájemci","Komerční"]
["E2M2V03A6",7922,"ACC<FCU<N-U","Komerční"]
["E2M2V06A6",7922,"ACC<FCU<N-U","Komerční"]
["E2M2V10A6",8397,"ACC<FCU<N-U","Komerční"]
["E2M2V207A6",3401,"ACC<FCU<N-U","Komerční"]
["E2M2V210A6",3401,"ACC<FCU<N-U","Komerční"]
["E2MPV03A6",12648,"ACC<FCU<N-U","Komerční"]
["E2MPV06A6",12376,"ACC<FCU<N-U","Komerční"]
["E2MPV10A6",12750,"ACC<FCU<N-U","Komerční"]
["E2MPV207A6",8770,"ACC<FCU<N-U","Komerční"]
["E2MPV210A6",8770,"ACC<FCU<N-U","Komerční"]
["E2MV03A6",7922,"ACC<FCU","Komerční"]
["E2MV06A6",7922,"ACC<FCU","Komerční"]
["E2MV107A6",6053,"ACC<FCU<N-U","Komerční"]
["E2MV10A6",8397,"ACC<FCU","Komerční"]
["E2MV207A6",3401,"ACC<FCU","Komerční"]
["E2MV210A6",3401,"ACC<FCU","Komerční"]
["E2MV2B07A6",3401,"ACC<FCU","Komerční"]
["E2MV2B10A6",3401,"ACC<FCU","Komerční"]
["E2MV307A6",6053,"ACC<FCU","Komerční"]
["E2MV310A6",6053,"ACC<FCU","Komerční"]
["E2MVD03A6",4624,"ACC<FCU<N-U","Komerční"]
["E2MVD06A6",4726,"ACC<FCU<N-U","Komerční"]
["E2MVD10A6",4830,"ACC<FCU<N-U","Komerční"]
["E2V2VN01V3WA",3474,"ACC<FCU<N-U<TR","Komerční"]
["E2V4VN01V3WA",6453,"ACC<FCU<N-U","Komerční"]
["E3V2VN02V3WA",4383,"ACC<FCU<N-U","Komerční"]
["E3V4VN02V3WA",8603,"ACC<FCU<N-U","Komerční"]
["E4M2V03A6",14349,"ACC<FCU<N-U","Komerční"]
["E4M2V06A6",14349,"ACC<FCU<N-U","Komerční"]
["E4M2V10A6",15095,"ACC<FCU<N-U","Komerční"]
["E4MPV03A6",23154,"ACC<FCU<N-U","Komerční"]
["E4MPV06A6",23325,"ACC<FCU<N-U","Komerční"]
["E4MPV10A6",23527,"ACC<FCU<N-U","Komerční"]
["E4MV03A6",14349,"ACC<FCU","Komerční"]
["E4MV06A6",14349,"ACC<FCU","Komerční"]
["E4MV10A6",15095,"ACC<FCU","Komerční"]
["E4MVD03A6",8602,"ACC<FCU<N-U","Komerční"]
["E4MVD06A6",8770,"ACC<FCU<N-U","Komerční"]
["E4MVD10A6",8873,"ACC<FCU<N-U","Komerční"]
["E4V2N05O24WA",8373,"-","Komerční"]
["E4V2N05OV3WA",7962,"-","Komerční"]
["E4V2N05P24WA",12149,"-","Komerční"]
["E4V2N08O24WA",8537,"-","Komerční"]
["E4V2N08OV3WA",8045,"-","Komerční"]
["E4V2N08P24WA",12149,"-","Komerční"]
["E4V2N17O24WA",9030,"-","Komerční"]
["E4V2PN04V3DA",12821,"ACC<FCU<N-U<TR","Komerční"]
["E4V2PN06V3DA",12821,"ACC<FCU<N-U","Komerční"]
["E4V2PN10V3DA",12821,"ACC<FCU<N-U","Komerční"]
["E4V4PN04V3DA",25476,"ACC<FCU<N-U","Komerční"]
["E4V4PN06V3DA",25476,"ACC<FCU<N-U","Komerční"]
["E4V4PN10V3DA",25476,"ACC<FCU<N-U","Komerční"]
["E4VHN08OV3WA",6927,"-","Komerční"]
["E4VHN08P24WA",11667,"-","Komerční"]
["E4VHN17OV3WA",7292,"-","Komerční"]
["E4VHN17P24WA",11813,"-","Komerční"]
["EAIDF02A6",6802,"ACC<FCU","Komerční"]
["EAIDF03A6",8228,"ACC<FCU","Komerční"]
["EAIDF06A6",10676,"ACC<FCU","Komerční"]
["EAIDF10A6",12648,"ACC<FCU","Komerční"]
["EAIPEXCOUPLINA",271,"AlPex coupling                          ","Vytápění"]
["EAO450N",4450,"-","Komerční"]
["EBBH11D6V",141669,"vnitřní jednotka DA 3 R chladivový split R32","Vytápění"]
["EBBH11D9W",146879,"vnitřní jednotka DA 3 R chladivový split R32","Vytápění"]
["EBBH16D6V",161632,"vnitřní jednotka DA 3 R chladivový split R32","Vytápění"]
["EBBH16D9W",146879,"vnitřní jednotka DA 3 R chladivový split R32","Vytápění"]
["EBBX11D6V",178327,"vnitřní jednotka DA 3 R chladivový split R32","Vytápění"]
["EBBX11D9W",150187,"vnitřní jednotka DA 3 R chladivový split R32","Vytápění"]
["EBBX16D6V",178327,"vnitřní jednotka DA 3 R chladivový split R32","Vytápění"]
["EBBX16D9W",150187,"vnitřní jednotka DA 3 R chladivový split R32","Vytápění"]
["EBLA04E3V3",152119,"Altherma nízkoteplotní monoblock","Vytápění"]
["EBLA04EV3",152119,"Altherma nízkoteplotní monoblock","Vytápění"]
["EBLA06E3V3",157373,"Altherma nízkoteplotní monoblock","Vytápění"]
["EBLA06EV3",157373,"Altherma nízkoteplotní monoblock","Vytápění"]
["EBLA08E3V3",169508,"Altherma nízkoteplotní monoblock","Vytápění"]
["EBLA08EV3",169508,"Altherma nízkoteplotní monoblock","Vytápění"]
["EBLA09D3V3",195494,"Altherma nízkoteplotní monoblock","Vytápění"]
["EBLA09D3W1",195494,"Altherma nízkoteplotní monoblock","Vytápění"]
["EBLA09DV3",195494,"Altherma nízkoteplotní monoblock","Vytápění"]
["EBLA09DW1",195494,"Altherma nízkoteplotní monoblock","Vytápění"]
["EBLA11D3V3",222655,"Altherma nízkoteplotní monoblock","Vytápění"]
["EBLA11D3W1",222655,"Altherma nízkoteplotní monoblock","Vytápění"]
["EBLA11DV3",222655,"Altherma nízkoteplotní monoblock","Vytápění"]
["EBLA11DW1",198442,"Altherma nízkoteplotní monoblock","Vytápění"]
["EBLA14D3V3",255985,"Altherma nízkoteplotní monoblock","Vytápění"]
["EBLA14D3W1",255985,"Altherma nízkoteplotní monoblock","Vytápění"]
["EBLA14DV3",255985,"Altherma nízkoteplotní monoblock","Vytápění"]
["EBLA14DW1",235206,"Altherma nízkoteplotní monoblock","Vytápění"]
["EBLA16D3V37",264174,"Altherma nízkoteplotní monoblock","Vytápění"]
["EBLA16D3W17",264174,"Altherma nízkoteplotní monoblock","Vytápění"]
["EBLA16DV37",264174,"Altherma nízkoteplotní monoblock","Vytápění"]
["EBLA16DW17",240206,"Altherma nízkoteplotní monoblock","Vytápění"]
["EBRP2B",3380,"přepínač PCB topení/chlazení","Komerční"]
["EBSH11P30D",158456,"Altherma vnitřní jednotka","Vytápění"]
["EBSH11P50D",185148,"Altherma vnitřní jednotka","Vytápění"]
["EBSH16P30D",191448,"Altherma vnitřní jednotka","Vytápění"]
["EBSH16P50D",201946,"Altherma vnitřní jednotka","Vytápění"]
["EBSHB11P30D",173970,"Altherma vnitřní jednotka","Vytápění"]
["EBSHB11P50D",202964,"Altherma vnitřní jednotka","Vytápění"]
["EBSHB16P30D",207436,"Altherma vnitřní jednotka","Vytápění"]
["EBSHB16P50D",231059,"Altherma vnitřní jednotka","Vytápění"]
["EBSX11P30D",177017,"Altherma vnitřní jednotka","Vytápění"]
["EBSX11P50D",194579,"Altherma vnitřní jednotka","Vytápění"]
["EBSX16P30D",200650,"Altherma vnitřní jednotka","Vytápění"]
["EBSX16P50D",215959,"Altherma vnitřní jednotka","Vytápění"]
["EBSXB11P30D",192532,"Altherma vnitřní jednotka","Vytápění"]
["EBSXB11P50D",224305,"Altherma vnitřní jednotka","Vytápění"]
["EBSXB16P30D",226541,"Altherma vnitřní jednotka","Vytápění"]
["EBSXB16P50D",237554,"Altherma vnitřní jednotka","Vytápění"]
["EBVH11S18D6V",231458,"Altherma vnitřní jednotka","Vytápění"]
["EBVH11S18D9W",180474,"Altherma vnitřní jednotka","Vytápění"]
["EBVH11S23D6V",182370,"Altherma vnitřní jednotka","Vytápění"]
["EBVH11S23D9W",203887,"Altherma vnitřní jednotka","Vytápění"]
["EBVH16S18D6V",202023,"Altherma vnitřní jednotka","Vytápění"]
["EBVH16S18D9W",202042,"Altherma vnitřní jednotka","Vytápění"]
["EBVH16S23D6V",220917,"Altherma vnitřní jednotka","Vytápění"]
["EBVH16S23D9W",206418,"Altherma vnitřní jednotka","Vytápění"]
["EBVX11S18D6V",210668,"Altherma vnitřní jednotka","Vytápění"]
["EBVX11S18D9W",201813,"Altherma vnitřní jednotka","Vytápění"]
["EBVX11S23D6V",203711,"Altherma vnitřní jednotka","Vytápění"]
["EBVX11S23D9W",210442,"Altherma vnitřní jednotka","Vytápění"]
["EBVX16S18D6V",246364,"Altherma vnitřní jednotka","Vytápění"]
["EBVX16S18D9W",211667,"Altherma vnitřní jednotka","Vytápění"]
["EBVX16S23D6V",239208,"Altherma vnitřní jednotka","Vytápění"]
["EBVX16S23D9W",215959,"Altherma vnitřní jednotka","Vytápění"]
["EBVZ16S18D6V",264414,"Altherma vnitřní jednotka","Vytápění"]
["EBVZ16S18D9W",253842,"Altherma vnitřní jednotka","Vytápění"]
["EBVZ16S23D6V",255805,"Altherma vnitřní jednotka","Vytápění"]
["EBVZ16S23D9W",258584,"Altherma vnitřní jednotka","Vytápění"]
["ECB2MUCW",83371,"ACC<CHILLER<N-U","Komerční"]
["ECB3MUBW",85014,"ACC<CHILLER<N-U","Komerční"]
["ECB3MUCW",85014,"ACC<CHILLER<N-U","Komerční"]
["ECFWMB6",1598,"ACC<FCU<R/C","Komerční"]
["ECOMBIBOXA",7524,"Combi box                               ","Vytápění"]
["ECONECSETASH1A",3596,"Connection set ASH1                     ","Vytápění"]
["ECONO250AY1",53273,"economizér k rooftopu","Komerční"]
["ECONO350AY1",55997,"economizér k rooftopu","Komerční"]
["ECONO450AY1",58791,"economizér k rooftopu","Komerční"]
["ECONO550AY1",60481,"economizér k rooftopu","Komerční"]
["ECONO600AY1",64760,"economizér k rooftopu","Komerční"]
["ECONO700AY1",68039,"economizér k rooftopu","Komerční"]
["ECONO900AY1",72041,"economizér k rooftopu","Komerční"]
["ED2MV04A6",8397,"ACC<FCU","Komerční"]
["ED2MV10A6",8397,"ACC<FCU","Komerční"]
["ED2MV12A6",8397,"ACC<FCU","Komerční"]
["ED2MV18A6",8705,"ACC<FCU","Komerční"]
["ED4MV04A6",16148,"ACC<FCU","Komerční"]
["ED4MV10A6",16148,"ACC<FCU","Komerční"]
["ED4MV2B18A6",18917,"-","Chladírenství"]
["EDDPH10A6",646,"ACC<FCU","Komerční"]
["EDDPH18A6",851,"ACC<FCU","Komerční"]
["EDDPV10A6",646,"ACC<FCU","Komerční"]
["EDDPV18A6",851,"ACC<FCU","Komerční"]
["EDEH04A6",11355,"ACC<FCU","Komerční"]
["EDEHB06A6",19629,"ACC<FCU","Komerční"]
["EDEHB10A6",19629,"ACC<FCU<EL/HEAT","Komerční"]
["EDEHB12A6",19629,"ACC<FCU<EL/HEAT","Komerční"]
["EDEHB18A6",22143,"ACC<FCU<EL/HEAT","Komerční"]
["EDEHS06A6",19629,"ACC<FCU<EL/HEAT","Komerční"]
["EDEHS10A6",19629,"ACC<FCU<EL/HEAT","Komerční"]
["EDEHS12A6",19629,"ACC<FCU<EL/HEAT","Komerční"]
["EDEHS18A6",22143,"ACC<FCU<EL/HEAT","Komerční"]
["EDLA04E3V3",142696,"Altherma nízkoteplotní monoblok do 6 kW s integr. biv. 3 kW","Vytápění"]
["EDLA04EV3",142696,"Altherma nízkoteplotní monoblok do 6 kW","Vytápění"]
["EDLA06E3V3",152696,"Altherma nízkoteplotní monoblok do 8 kW s integr. biv. 3 kW","Vytápění"]
["EDLA06EV3",152696,"Altherma nízkoteplotní monoblok do 8 kW","Vytápění"]
["EDLA08E3V3",162696,"Altherma nízkoteplotní monoblok do 9 kW s integr. biv. 3 kW","Vytápění"]
["EDLA08EV3",162696,"Altherma nízkoteplotní monoblok do 9 kW","Vytápění"]
["EDLA09D3V3",189800,"Altherma nízkoteplotní monoblok do 9 kW s integr. biv. 3 kW","Vytápění"]
["EDLA09D3W1",189800,"Altherma nízkoteplotní monoblok do 9 kW s integr. biv. 3 kW","Vytápění"]
["EDLA09DV3",189800,"Altherma nízkoteplotní monoblok do 9 kW","Vytápění"]
["EDLA09DW1",189800,"Altherma nízkoteplotní monoblok do 9 kW","Vytápění"]
["EDLA11D3V3",222655,"Altherma nízkoteplotní monoblok do 11 kW s integr. biv. 3 kW","Vytápění"]
["EDLA11D3W1",222655,"Altherma nízkoteplotní monoblok do 11 kW s integr. biv. 3 kW","Vytápění"]
["EDLA11DV3",192662,"Altherma nízkoteplotní monoblok do 11 kW","Vytápění"]
["EDLA11DW1",192662,"Altherma nízkoteplotní monoblok do 11 kW","Vytápění"]
["EDLA14D3V3",227624,"Altherma nízkoteplotní monoblok do 14 kW s integr. biv. 3 kW","Vytápění"]
["EDLA14D3W1",227624,"Altherma nízkoteplotní monoblok do 14 kW s integr. biv. 3 kW","Vytápění"]
["EDLA14DV3",212507,"Altherma nízkoteplotní monoblok do 14 kW","Vytápění"]
["EDLA14DW1",212507,"Altherma nízkoteplotní monoblok do 14 kW","Vytápění"]
["EDLA16D3V37",248529,"Altherma nízkoteplotní monoblok do 16 kW s integr. biv. 3 kW","Vytápění"]
["EDLA16D3W17",248529,"Altherma nízkoteplotní monoblok do 16 kW s integr. biv. 3 kW","Vytápění"]
["EDLA16DV37",248529,"Altherma nízkoteplotní monoblok do 16 kW","Vytápění"]
["EDLA16DW17",232352,"Altherma nízkoteplotní monoblok do 16 kW","Vytápění"]
["EDMFA06A6",38453,"ACC<FCU","Komerční"]
["EDMFA10A6",39371,"ACC<FCU","Komerční"]
["EDMFA12A6",41377,"ACC<FCU","Komerční"]
["EDMFA18A6",42398,"ACC<FCU","Komerční"]
["EDPD7",1018,"aux drain train 1                       ","Komerční"]
["EDPD9",1252,"aux drain train 2                       ","Komerční"]
["EDPHB6",280,"ACC<FCU","Komerční"]
["EDPVB6",280,"ACC<FCU","Komerční"]
["EEH01A6",9928,"ACC<FCU<EL/HEAT","Komerční"]
["EEH02A6",9928,"ACC<FCU","Komerční"]
["EEH03A6",10472,"ACC<FCU","Komerční"]
["EEH06A6",11152,"ACC<FCU","Komerční"]
["EEH10A6",11525,"ACC<FCU<EL/HEAT","Komerční"]
["EFA02A6",2923,"ACC<FCU","Komerční"]
["EFA03A6",3196,"ACC<FCU","Komerční"]
["EFA06A6",3605,"ACC<FCU","Komerční"]
["EFA10A6",3977,"ACC<FCU","Komerční"]
["EFCSTK40WEK40A",8364,"Fixation console STK 40 for WEK40       ","Vytápění"]
["EFCSTK45WEK45A",12806,"Fixation console STK 45 for WEK45       ","Vytápění"]
["EFLOSENDMRRMXA",469,"Flow sensor DMR RMX                     ","Vytápění"]
["EFREZCOPROTECA",23769,"Freeze and corrosion protection         ","Vytápění"]
["EGSAH06D9W",323077,"TČ Altherma 3 GEO 6 kw topení bílá","Vytápění"]
["EGSAH06E9W",323077,"TČ Altherma 3 GEO 6 kw topení bílá","Vytápění"]
["EGSAH10D9W",376798,"TČ Altherma 3 GEO 10 kw topení bílá","Vytápění"]
["EGSAH10E9W",376798,"TČ Altherma 3 GEO 10 kw topení bílá","Vytápění"]
["EGSAX06D9W",326802,"TČ Altherma 3 GEO   6 kw topení bílá","Vytápění"]
["EGSAX06E9W",326802,"TČ Altherma 3 GEO   6 kw topení bílá","Vytápění"]
["EGSAX10D9W",386825,"TČ Altherma 3 GEO 10 kw topení bílá","Vytápění"]
["EGSAX10D9WG",448677,"TČ Altherma 3 GEO 10 kw topení šedá","Vytápění"]
["EGSAX10E9W",386825,"TČ Altherma 3 GEO 10 kw topení bílá","Vytápění"]
["EH060V3A",12067,"-","Komerční"]
["EH100V36A",12313,"-","Komerční"]
["EH200V36A",14564,"-","Komerční"]
["EHBH04E6V",101686,"TČ Altherma nízkoteplotní split 4 kW","Vytápění"]
["EHBH08E6V",128175,"TČ Altherma nízkoteplotní split 6/8 kW","Vytápění"]
["EHBH08E9W",121265,"TČ Altherma nízkoteplotní split 6/8 kW","Vytápění"]
["EHBX04E6V",104994,"TČ Altherma nízkoteplotní split 4 kW","Vytápění"]
["EHBX08D9W",129733,"TČ Altherma nízkoteplotní split 6/8 kW","Vytápění"]
["EHBX08E6V",131696,"TČ Altherma nízkoteplotní split 6/8 kW","Vytápění"]
["EHBX08E9W",124572,"TČ Altherma nízkoteplotní split 6/8 kW","Vytápění"]
["EHMC10A10",108866,"hydraulická sada + ochrana proti mrazu","Komerční"]
["EHMC10A80",115766,"hydraulická sada + ochrana proti mrazu","Komerční"]
["EHMC15A10",115766,"hydraulická sada + ochrana proti mrazu","Komerční"]
["EHMC15A80",120791,"hydraulická sada + ochrana proti mrazu","Komerční"]
["EHMC30A80",130004,"hydraulická sada + ochrana proti mrazu","Komerční"]
["EHS157034",6764,"pokojový ovladač ROCON U1","Vytápění"]
["EHS157056",11573,"GATEWAY RoCon G1","Vytápění"]
["EHS157068",7126,"modul směšovače ROCON M1","Vytápění"]
["EHSH04P30E",163402,"ECH2O vnitřní jednotka","Vytápění"]
["EHSH08P30E",180214,"ECH2O vnitřní jednotka","Vytápění"]
["EHSH08P50E",188520,"ECH2O vnitřní jednotka","Vytápění"]
["EHSHB04P30E",179742,"ECH2O vnitřní jednotka","Vytápění"]
["EHSHB08P30E",198235,"ECH2O vnitřní jednotka","Vytápění"]
["EHSHB08P50E",220942,"ECH2O vnitřní jednotka","Vytápění"]
["EHSX04P30E",185045,"ECH2O vnitřní jednotka","Vytápění"]
["EHSX04P50E",176197,"ECH2O vnitřní jednotka","Vytápění"]
["EHSX08P30E",187035,"ECH2O vnitřní jednotka","Vytápění"]
["EHSX08P50E",220658,"ECH2O vnitřní jednotka","Vytápění"]
["EHSXB04P30E",190175,"ECH2O vnitřní jednotka","Vytápění"]
["EHSXB04P50E",200854,"ECH2O vnitřní jednotka","Vytápění"]
["EHSXB08P30E",200884,"ECH2O vnitřní jednotka","Vytápění"]
["EHSXB08P50E",265129,"ECH2O vnitřní jednotka","Vytápění"]
["EHVH04S18E6V",163402,"TČ Altherma nízkoteplotní split 4 kW","Vytápění"]
["EHVH04S23E6V",166247,"TČ Altherma nízkoteplotní split 4 kW","Vytápění"]
["EHVH08S18E6V",200323,"TČ Altherma nízkoteplotní split 6/8 kW","Vytápění"]
["EHVH08S18E9W",180214,"TČ Altherma nízkoteplotní split 6/8 kW","Vytápění"]
["EHVH08S23E6V",197478,"TČ Altherma nízkoteplotní split 6/8 kW","Vytápění"]
["EHVH08S23E9W",188520,"TČ Altherma nízkoteplotní split 6/8 kW","Vytápění"]
["EHVX04S18E3V",197207,"TČ Altherma nízkoteplotní split 4 kW","Vytápění"]
["EHVX04S18E6V",172887,"TČ Altherma nízkoteplotní split 4 kW","Vytápění"]
["EHVX04S23E3V",204184,"TČ Altherma nízkoteplotní split 4 kW","Vytápění"]
["EHVX04S23E6V",176197,"TČ Altherma nízkoteplotní split 4 kW","Vytápění"]
["EHVX08S18E6V",187790,"TČ Altherma nízkoteplotní split 6/8 kW","Vytápění"]
["EHVX08S18E9W",187035,"TČ Altherma nízkoteplotní split 6/8 kW","Vytápění"]
["EHVX08S23E6V",191448,"TČ Altherma nízkoteplotní split 6/8 kW","Vytápění"]
["EHVX08S23E9W",194982,"TČ Altherma nízkoteplotní split 6/8 kW","Vytápění"]
["EHVZ04S18E6V",223152,"TČ Altherma nízkoteplotní split 4 kW parapetní","Vytápění"]
["EHVZ08S18E6V",237107,"TČ Altherma nízkoteplotní split 6/8 kW parapetní","Vytápění"]
["EHVZ08S18E9W",242123,"TČ Altherma nízkoteplotní split 6/8 kW parapetní","Vytápění"]
["EHVZ08S23E6V",244087,"TČ Altherma nízkoteplotní split 6/8 kW parapetní","Vytápění"]
["EHVZ08S23E9W",249099,"TČ Altherma nízkoteplotní split 6/8 kW parapetní","Vytápění"]
["EHYHBH05AV32",54266,"hybridní TČ 5 kW","Vytápění"]
["EHYHBH08AV32",55921,"hybridní TČ 8 kW","Vytápění"]
["EHYHBX08AV3",58397,"hybridní TČ 8 kW","Vytápění"]
["EHYKOMB33AA3",82989,"hybridní zásobník","Vytápění"]
["EIWRX10RV9A",3923,"In wall until RMX10/RMV9 (HKV compatible","Vytápění"]
["EIWRX14RV13A",4642,"In wall until RMX14/RMV13 (HKV compatibl","Vytápění"]
["EIWRX14RV13CLA",6994,"In wall until RMX14/RMV13 + calorimeter ","Vytápění"]
["EIWRX4RV3A",2925,"In wall until RMX4/RMV3 (HKV compatible)","Vytápění"]
["EIWRX7RV6A",3363,"In wall until RMX7/RMV6 (HKV compatible)","Vytápění"]
["EK016SNC",7524,"ACC<OTHER","Vytápění"]
["EK2CB07CV3",10534,"rozvodnice","Vytápění"]
["EK2MV2B10C5",2754,"instalační skříň pro adaptér PCB","Komerční"]
["EK2MV3B10C5",3672,"instalační skříň pro adaptér PCB","Komerční"]
["EK2VK0",3758,"2 cestný ventil s pohonem","Vytápění"]
["EK3VK1",4602,"3 cestný ventil s pohonem","Vytápění"]
["EK4MV2B10C5",5374,"instalační skříň pro adaptér PCB","Komerční"]
["EK4MV3B10C5",6324,"instalační skříň pro adaptér PCB","Komerční"]
["EKAC10C",5848,"ACC<CHILLER","Komerční"]
["EKAC200J",7970,"ACC<CHILLER","Komerční"]
["EKACBACCERT",45866,"ACC<CHILLER<CONTROLS","Komerční"]
["EKACPG",10025,"ACC<CHILLER","Komerční"]
["EKAF03G5A",767,"RMV 12                                  ","Komerční"]
["EKAFV100F6",4003,"filtr pro VAM","Komerční"]
["EKAFV100F7",4244,"filtr pro VAM","Komerční"]
["EKAFV100F8",4485,"filtr pro VAM","Komerční"]
["EKAFV50F6",2278,"filtr pro VAM","Komerční"]
["EKAFV50F7",2553,"filtr pro VAM","Komerční"]
["EKAFV50F8",2794,"filtr pro VAM","Komerční"]
["EKAFV80F6",2517,"filtr pro VAM","Komerční"]
["EKAFVJ100F6",7027,"filtr pro VAM","Komerční"]
["EKAFVJ100F7",7732,"filtr pro VAM","Komerční"]
["EKAFVJ100F8",8561,"filtr pro VAM","Komerční"]
["EKAFVJ50F6",5272,"filtr pro VAM","Komerční"]
["EKAFVJ50F7",5750,"filtr pro VAM","Komerční"]
["EKAFVJ50F8",6454,"filtr pro VAM","Komerční"]
["EKAFVJ65F6",5846,"filtr pro VAM","Komerční"]
["EKAFVJ65F7",6454,"filtr pro VAM","Komerční"]
["EKAFVJ65F8",7126,"filtr pro VAM","Komerční"]
["EKBH3SC",13201,"sada BSH pro instalaci na stěnu C serie","Vytápění"]
["EKBH3SD",9682,"BSH Kit 3kW for Walhung and Monobloc    ","Vytápění"]
["EKBPH012T",17936,"RMX 7                                   ","Komerční"]
["EKBPH012TA",19494,"vyhřívání spodní desky","Komerční"]
["EKBPH020T",18698,"RMX 9                                   ","Komerční"]
["EKBPH020TA",20323,"vyhřívání spodní desky","Komerční"]
["EKBPH140L",4865,"vyhřívání spodní desky","Komerční"]
["EKBPH140N",4936,"vyhřívání spodní desky","Komerční"]
["EKBPH250D",6807,"vyhřívání spodní desky","Komerční"]
["EKBPHPCBT",4934,"vyhřívání vany kondenzátu","Komerční"]
["EKBPHT08B",5517,"vyhřívání spodní desky","Vytápění"]
["EKBPHTH16A",6397,"vyhřívání spodní desky","Vytápění"]
["EKBRP2A81",5950,"přepínač topení chlazení","Komerční"]
["EKBSDCK",1456,"ACC<DX<QA/VRV<ROOFTOPS<550              ","Komerční"]
["EKBSJK",12628,"ACC<DX<QA/VRV<ROOFTOPS<600              ","Komerční"]
["EKBSVQLNP",5728,"vyhřívání spodní desky","Komerční"]
["EKBT",71550,"vyhřívání spodní desky","Komerční"]
["EKBU1C",14652,"záložní ohřívač 1 kW","Vytápění"]
["EKBU2C",15819,"záložní ohřívač 2 kW","Vytápění"]
["EKBU3C",14617,"záložní ohřívač 3 kW","Vytápění"]
["EKBU6C",21748,"záložní ohřívač 6 kW","Vytápění"]
["EKBU9C",18873,"záložní ohřívač 9 kW","Vytápění"]
["EKBUHA6V3",24480,"elektrický ohřívač","Vytápění"]
["EKBUHA6W1",24480,"elektrický ohřívač","Vytápění"]
["EKBUHSWB",3413,"spínací box pro elktr. Ohřívač","Vytápění"]
["EKCB07CV3",9423,"rozvodnice","Vytápění"]
["EKCC-W",38437,"univerzální ovladač pro kaskády","Vytápění"]
["EKCLWS",4255,"sada pro vypoštění vody","Komerční"]
["EKCM200J",12105,"ACC<CHILLER<CONTROLS","Komerční"]
["EKCMBACIP",17711,"ACC<CHILLER<CONTROLS","Komerční"]
["EKCMBACMSTP",14449,"ACC<CHILLER<CONTROLS","Komerční"]
["EKCMLON",14077,"ACC<CHILLER<CONTROLS","Komerční"]
["EKCSENS",18901,"proudové senzory","Vytápění"]
["EKDAGBL",15813,"-","Komerční"]
["EKDICMPAB",211340,"CH Manager STD Prim.A/C Basic up to 4ch ","Komerční"]
["EKDICMPAF",761457,"CH Manager STD Prim.A/C full up to 8dev ","Komerční"]
["EKDICMPAL",511281,"CH Manager STD Prim.A/C light 4dev      ","Komerční"]
["EKDICT",91365,"-","Komerční"]
["EKDIPM05",224103,"-","Komerční"]
["EKDIPM10",258064,"-","Komerční"]
["EKDIST",609,"prodlužovací díl","Vytápění"]
["EKDK04",581,"vana kondenzátu","Vytápění"]
["EKDOSMWO",26482,"Daikin on Site Modem without M2M card   ","Komerční"]
["EKDP008C",6727,"vana kondenzátu","Vytápění"]
["EKDP008D",6998,"vana kondenzátu","Vytápění"]
["EKDPH008C",10182,"ohřívač pro vanu kondenzátu","Vytápění"]
["EKDPH1RDX",3623,"ohřívač pro vanu kondenzátu","Komerční"]
["EKEACB",38974,"řídící jednotka","Komerční"]
["EKECBIVCO1A",4014,"BIV connection Kit ETS*                 ","Vytápění"]
["EKECBIVCO2A",3041,"BIV connection Kit EBS* & EHS*          ","Vytápění"]
["EKECBUA3V",16529,"Inline Backup Heater 3kW                ","Vytápění"]
["EKECBUA6V",18803,"Inline Backup Heater 6kW                ","Vytápění"]
["EKECBUA9W",20426,"Inline Backup Heater 9kW                ","Vytápění"]
["EKECBUCO1A",3041,"Inline BUH connection Kit ETS*          ","Vytápění"]
["EKECBUCO2A",3129,"Inline BUH connection Kit EBS*          ","Vytápění"]
["EKECBUCO3A",3129,"Inline BUH connection Kit EHS*          ","Vytápění"]
["EKECDBCO1A",1948,"DB Connection Kit ETS* 300              ","Vytápění"]
["EKECDBCO2A",1948,"DB Connection Kit EBS* & EHS*           ","Vytápění"]
["EKEPHT3H",10545,"připojovací sada   ","Vytápění"]
["EKEPHT5H",18912,"připojovací sada   ","Vytápění"]
["EKEPRHLT3HX",7918,"připojovací sada   ","Vytápění"]
["EKEPRHLT5H",10219,"připojovací sada   ","Vytápění"]
["EKEPRHLT5X",14145,"připojovací sada   ","Vytápění"]
["EKEQDCB",25640,"řídící jednotka","Komerční"]
["EKEQFCBA",28575,"řídící jednotka","Komerční"]
["EKEQMCBA",36425,"řídící jednotka","Komerční"]
["EKEUR90",609,"L-oblouk 90°C","Vytápění"]
["EKEWTSC",416,"kabel pro připojení externího bezdrátového snímače ","Komerční"]
["EKEWTSC-1",511,"kabel pro připojení externího bezdrátového snímače ","Komerční"]
["EKEWTSC-2",511,"kabel pro připojení externího bezdrátového snímače ","Komerční"]
["EKEXV100",6649,"sada expanzního ventilu ","Komerční"]
["EKEXV125",7002,"sada expanzního ventilu ","Komerční"]
["EKEXV140",7249,"sada expanzního ventilu ","Komerční"]
["EKEXV200",7885,"sada expanzního ventilu ","Komerční"]
["EKEXV250",8382,"sada expanzního ventilu ","Komerční"]
["EKEXV400",9194,"sada expanzního ventilu ","Komerční"]
["EKEXV50",5834,"sada expanzního ventilu ","Komerční"]
["EKEXV500",10150,"sada expanzního ventilu ","Komerční"]
["EKEXV63",6011,"sada expanzního ventilu ","Komerční"]
["EKEXV80",6401,"sada expanzního ventilu ","Komerční"]
["EKEXVA100",7911,"sada expanzního ventilu ","Komerční"]
["EKEXVA125",8333,"sada expanzního ventilu ","Komerční"]
["EKEXVA140",8626,"sada expanzního ventilu ","Komerční"]
["EKEXVA200",9382,"sada expanzního ventilu ","Komerční"]
["EKEXVA250",9975,"sada expanzního ventilu ","Komerční"]
["EKEXVA300",10478,"sada expanzního ventilu ","Komerční"]
["EKEXVA350",10389,"sada expanzního ventilu ","Komerční"]
["EKEXVA400",10941,"sada expanzního ventilu ","Komerční"]
["EKEXVA450",11469,"sada expanzního ventilu ","Komerční"]
["EKEXVA50",6942,"sada expanzního ventilu ","Komerční"]
["EKEXVA500",12078,"sada expanzního ventilu ","Komerční"]
["EKEXVA63",7153,"sada expanzního ventilu ","Komerční"]
["EKEXVA80",7618,"sada expanzního ventilu ","Komerční"]
["EKFA",2301,"designové nohy","Vytápění"]
["EKFCMBCB",3501,"ACC<FCU","Komerční"]
["EKFGF1A",1182,"spalinová klapka EKOMB*/RKOMB*/RHOB*","Vytápění"]
["EKFLSW1",3741,"ACC<MB ACC<N/U","Vytápění"]
["EKFLSW2",2416,"-","Vytápění"]
["EKFMAHTB",20764,"nerezový zásobník","Vytápění"]
["EKFT008CA",4187,"montážní rám pro venkovní jednotku","Vytápění"]
["EKFT008D",3189,"montážní patky","Vytápění"]
["EKGSCONBP1",1863,"kabelový svazek","Vytápění"]
["EKGSPOWCAB",4010,"silový kabel BUH","Vytápění"]
["EKHBCONV",8527,"konverzní sada","Vytápění"]
["EKHBDPC2",4841,"-","Vytápění"]
["EKHHE200CV37",81944,"TČ pro TUV ","Vytápění"]
["EKHHE200PCV37",88253,"TČ pro TUV ","Vytápění"]
["EKHHE260CV37",90984,"TČ pro TUV ","Vytápění"]
["EKHHE260PCV37",94626,"TČ pro TUV ","Vytápění"]
["EKHRQZM",11268,"ACC<OTHERS<N-U","Komerční"]
["EKHTS200AC",64764,"zásobník na TUV 200 l","Vytápění"]
["EKHTS260AC",73098,"zásobník na TUV 260 l","Vytápění"]
["EKHVCONV4",8044,"Reverzibilní funkce chlazení pro integrované jednotky určené pouze pro vytápění","Vytápění"]
["EKHVTC",3869,"sada ohýbaného potrubí ","Vytápění"]
["EKHWC500B",58397,"zásobník na TUV pro solár","Vytápění"]
["EKHWCB500B",97485,"zásobník na TUV pro solár","Vytápění"]
["EKHWCB500PB",89966,"zásobník na TUV pro solár","Vytápění"]
["EKHWDB500B",88950,"zásobník na TUV pro solár","Vytápění"]
["EKHWDH500B",74926,"zásobník na TUV pro solár","Vytápění"]
["EKHWET120BV3",61753,"Zásobník TUV 120L k Multi+ jednotce MWXM-A9","Rezidenční"]
["EKHWET90BV3",60504,"Zásobník TUV 90L k Multi+ jednotce MWXM-A9","Rezidenční"]
["EKHWCH300B",49860,"zásobník na TUV pro solár","Vytápění"]
["EKHWCH300PB",67001,"zásobník na TUV pro solár","Vytápění"]
["EKHWCH500B",73707,"zásobník na TUV pro solár","Vytápění"]
["EKHWCH500PB",85020,"zásobník na TUV pro solár","Vytápění"]
["EKHWP300B",92609,"zásobník na TUV pro solár","Vytápění"]
["EKHWP300PB",69642,"zásobník na TUV pro solár","Vytápění"]
["EKHWP500B",91592,"zásobník na TUV pro solár","Vytápění"]
["EKHWP500PB",79736,"zásobník na TUV pro solár","Vytápění"]
["EKHWS150D3V3",44777,"Zásobník na teplou vodu z nerezové oceli s objemem 150 l","Vytápění"]
["EKHWS180D3V3",45390,"Zásobník na teplou vodu z nerezové oceli s objemem 180 l","Vytápění"]
["EKHWS200D3V3",46004,"Zásobník na teplou vodu z nerezové oceli s objemem 200 l","Vytápění"]
["EKHWS250D3V3",46617,"Zásobník na teplou vodu z nerezové oceli s objemem 250 l","Vytápění"]
["EKHWS300D3V3",47231,"Zásobník na teplou vodu z nerezové oceli s objemem 300 l","Vytápění"]
["EKHWSP150D3V3",44777,"Zásobník na teplou vodu z nerezové oceli s objemem 150 l","Vytápění"]
["EKHWSP180D3V3",45390,"Zásobník na teplou vodu z nerezové oceli s objemem 180 l","Vytápění"]
["EKHWSP200D3V3",46004,"Zásobník na teplou vodu z nerezové oceli s objemem 200L","Vytápění"]
["EKHWSP250D3V3",46617,"Zásobník na teplou vodu z nerezové oceli s objemem 250L","Vytápění"]
["EKHWSP300D3V3",47231,"Zásobník na teplou vodu z nerezové oceli s objemem 300L","Vytápění"]
["EKHY075787",400,"sada pro přestavbu LPG pro GW 33C","Vytápění"]
["EKHY090707",651,"sada pro přestavbu 2trubka","Vytápění"]
["EKHY090717",728,"testovací adaptér","Vytápění"]
["EKHY093467",908,"obal","Vytápění"]
["EKHY3PART",7601,"připojovací sada pro zásobník 3 strany","Vytápění"]
["EKHY3PART2",7601,"připojovací sada pro zásobník 3 strany","Vytápění"]
["EKHYDP",4437,"vana konednzátu","Vytápění"]
["EKHYMNT1A",10073,"sada pro montáž hydrauliky","Vytápění"]
["EKCHSC",970,"kabel přepínače vytápění/chlazení","Komerční"]
["EKLBUHCB6W1",25181,"ohřívač   ","Vytápění"]
["EKLN08A1",53886,"obal na snížení hluku","Vytápění"]
["EKLN140A",109528,"sada na snížení hluku","Vytápění"]
["EKLN140-DP",10637,"ohřívač vany kondenzátu","Vytápění"]
["EKLN140-DPHT",9276,"ohřívač vany kondenzátu","Vytápění"]
["EKLS1",10302,"sada na snížení hlučnosti","Komerční"]
["EKLS2",10302,"sada na snížení hlučnosti","Komerční"]
["EKM10CA",2641,"AL mřížka výstupu vzduchu","Vytápění"]
["EKM10COH",1625,"přední kryt pro stropní instalaci","Vytápění"]
["EKM10CS",3315,"přední kryt pro stropní instalaci","Vytápění"]
["EKM10CV",6903,"přední kryt pro stropní instalaci","Vytápění"]
["EKM10D90",1455,"tvarovka odtahu 90°","Vytápění"]
["EKM10DH",1455,"teleskopické potrubí pro průtok vzduchu","Vytápění"]
["EKM10DT",3148,"teleskopické potrubí pro průtok vzduchu","Vytápění"]
["EKM10CH",6903,"přední kryt pro stropní instalaci","Vytápění"]
["EKM10IC",2978,"mřížka přívodu vzduchu","Vytápění"]
["EKM10IS",3654,"Al mřížka přívodu vzduchu","Vytápění"]
["EKM10SV",4263,"průduch pro přímé proudění vzduchu","Vytápění"]
["EKM15CA",2978,"přední kryt  ","Vytápění"]
["EKM15COH",1693,"ACC<N/U<N/U","Vytápění"]
["EKM15CS",3654,"ACC<N/U<N/U","Vytápění"]
["EKM15CV",7918,"ACC<N/U<N/U","Vytápění"]
["EKM15D90",1693,"ACC<N/U<N/U","Vytápění"]
["EKM15DH",1625,"ACC<N/U<N/U","Vytápění"]
["EKM15DT",3654,"ACC<N/U<N/U","Vytápění"]
["EKM15CH",7918,"kovové pouzdro","Vytápění"]
["EKM15IC",3315,"ACC<N/U<N/U","Vytápění"]
["EKM15IS",4263,"ACC<N/U<N/U","Vytápění"]
["EKM15SV",5278,"ACC<N/U<N/U","Vytápění"]
["EKM20CA",3315,"ACC<N/U<N/U","Vytápění"]
["EKM20COH",2233,"ACC<N/U<N/U","Vytápění"]
["EKM20CS",3927,"ACC<N/U<N/U","Vytápění"]
["EKM20CV",8629,"ACC<N/U<N/U","Vytápění"]
["EKM20D90",1863,"tvarovka odtahu 90°","Vytápění"]
["EKM20DH",1863,"tvarovka odtahu","Vytápění"]
["EKM20DT",4263,"teleskopické potrubí","Vytápění"]
["EKM20CH",8629,"ACC<N/U<N/U","Vytápění"]
["EKM20IC",3654,"přední kryt","Vytápění"]
["EKM20IS",4940,"mřížka přívodu vzduchu","Vytápění"]
["EKM20SV",6227,"průduch","Vytápění"]
["EKMBDXB",95573,"DIII-net rozhraní Modbus","Komerční"]
["EKMBHBP",6767,"obtokový ventil pro BUH Monoblok","Vytápění"]
["EKMBIL1",5782,"připojovací sada","Vytápění"]
["EKMBPP1",9111,"PCB karta RTD-NET","Komerční"]
["EKMBUHC3V3",24149,"ohřívač","Vytápění"]
["EKMBUHC9W1",22717,"ohřívač","Vytápění"]
["EKMIKBVA",3532,"Bizone Kit - Balancing vessel           ","Vytápění"]
["EKMIKDIA",5579,"Bizone Kit - Distributor for bal vessel ","Vytápění"]
["EKMIKHMA",14443,"Bizone Kit - mixed pump group           ","Vytápění"]
["EKMIKHUA",10754,"Bizone Kit - unmixed pump group         ","Vytápění"]
["EKMIKPHA",25011,"Bizone Kit / PCB with hydraulics        ","Vytápění"]
["EKMIKPOA",7346,"Bizone Kit / PCB only                   ","Vytápění"]
["EKMKHT1",2706,"kompaktibilní sada","Vytápění"]
["EKMKHT2",1431,"kompaktibilní sada","Vytápění"]
["EKMKSA1",2483,"montážní deska pro adaptér PCB","Komerční"]
["EKMKSA2",2483,"montážní deska pro adaptér PCB","Komerční"]
["EKMKSA3",2639,"montážní deska pro adaptér PCB","Komerční"]
["EKMP25VAM",2468,"montážní deska pro adaptér PCB","Komerční"]
["EKMP65VAM",1793,"montážní deska pro adaptér PCB","Komerční"]
["EKMPVAM",1793,"montážní deska pro adaptér PCB","Komerční"]
["EKMST1",17806,"montážní stojan","Vytápění"]
["EKMST2",19777,"montážní stojan","Vytápění"]
["EKMTAC",931,"ACC<QA/VRV<OTHERS","Komerční"]
["EKMV2C09B",2923,"ACC<FCU","Komerční"]
["EKMV3C09B",3298,"ACC<FCU","Komerční"]
["EKOSK1A",482,"-","Vytápění"]
["EKPCB10",1830,"-","Vytápění"]
["EKPCB4S",1830,"4 speeds control without thermostat     ","Vytápění"]
["EKPCBO",2301,"ovládání 4 rychlostí bez termostatu","Vytápění"]
["EKPCCAB4",11310,"kabel PC USB","Vytápění"]
["EKPLEN200",4194,"plenum box","Komerční"]
["EKPS076227",443,"Conv kit G25 *KOMB28 *KOMBG33 *RHOB42   ","Vytápění"]
["EKRACPUR1PA",3082,"-","Vytápění"]
["EKRCTRDI2BA",3082,"-","Vytápění"]
["EKRCTRDI3BA",3082,"-","Vytápění"]
["EKRDP25",4003,"dekorační panel","Komerční"]
["EKRDP40",4830,"dekorační panel","Komerční"]
["EKRDP63",5728,"dekorační panel","Komerční"]
["EKRELAY1",1411,"relé pro smart grid","Vytápění"]
["EKRELSG",3741,"sada smart grid","Vytápění"]
["EKRHH",11413,"domácí systém energetického manag.","Komerční"]
["EKRMIBEV1V3",7379,"-","Vytápění"]
["EKRORO",964,"sada pro dálkové zapínání/vypínání ","Komerční"]
["EKRORO3",1967,"sada pro dálkové zapínání/vypínání ","Komerční"]
["EKRORO4",1450,"sada pro dálkové zapínání/vypínání ","Komerční"]
["EKRORO5",1450,"sada pro dálkové zapínání/vypínání ","Komerční"]
["EKRP1AHT",5601,"komunikační deska","Vytápění"]
["EKRP1B2",5349,"ohřívač PCB","Komerční"]
["EKRP1C11",2865,"kabelový adaptér se čtyřmi výstupními signály","Komerční"]
["EKRP1C12",2865,"kabelový adaptér se čtyřmi výstupními signály","Komerční"]
["EKRP1C13",2865,"kabelový adaptér se čtyřmi výstupními signály","Komerční"]
["EKRP1C14",3150,"kabelový adaptér se čtyřmi výstupními signály","Komerční"]
["EKRP1CAS5A",436,"Flow sensor DMR RMX                     ","Komerční"]
["EKRP1HBA",5565,"příslušenství","Vytápění"]
["EKRRVATR2BA",2433,"-","Vytápění"]
["EKRS21",474,"redukce S21 pro Stylish IDU","Komerční"]
["EKRS22",474,"redukce S22","Komerční"]
["EKRS23",474,"kabelový svazek","Komerční"]
["EKRSC1",3527,"Decentralizované čidlo venkovní teploty","Vytápění"]
["EKRSCBMS",9863,"ACC<APPLIED<CHILLER<CONTROLS            ","Komerční"]
["EKRSCDP",47832,"ACC<APPLIED<CHILLER<CONTROLS            ","Komerční"]
["EKRSCIO",7202,"ACC<APPLIED<CHILLER<CONTROLS            ","Komerční"]
["EKRSCLK",5658,"-","Komerční"]
["EKRSCPCS",14741,"-","Komerční"]
["EKRSCSM",7906,"DAIKIN ON SITE MODEM KIT WITH ANTENNA   ","Komerční"]
["EKRSCSMP",12351,"-","Komerční"]
["EKRSCTMS",2270,"ACC<APPLIED<CHILLER<CONTROLS            ","Komerční"]
["EKRSCWI",2868,"-","Komerční"]
["EKRSENDI1BA",1865,"-","Vytápění"]
["EKRSIBDI1V3",4298,"-","Vytápění"]
["EKRTCTRL1",4940,"modulační ovládání s termostatem","Vytápění"]
["EKRTCTRL2",3315,"ovládání 4 rychlostí bez termostatu","Vytápění"]
["EKRTETS",691,"snímač teploty podlahy","Vytápění"]
["EKRTR",9021,"bezdrátový pokojový termostat, 230V","Vytápění"]
["EKRTRB",10706,"-","Vytápění"]
["EKRTWA",5309,"termostat","Vytápění"]
["EKRUAHTB",8330,"uživatelské rozhraní","Vytápění"]
["EKRUCBL1",4437,"uživatelské rozhraní","Vytápění"]
["EKRUCBL2",4437,"uživatelské rozhraní","Vytápění"]
["EKRUCBL4",4437,"uživatelské rozhraní","Vytápění"]
["EKRUCBL5",4437,"uživatelské rozhraní","Vytápění"]
["EKRUCBL6",4437,"uživatelské rozhraní","Vytápění"]
["EKRUCBL7",4437,"uživatelské rozhraní","Vytápění"]
["EKRUCBS",4437,"uživatelské rozhraní","Vytápění"]
["EKRUDAS",2801,"-","Vytápění"]
["EKRUFHT61V3",9244,"-","Vytápění"]
["EKRUMCA",10847,"ACC<CHILLER","Komerční"]
["EKRUMCL1",3896,"ACC<CHILLER<CONTROLS","Komerční"]
["EKRUPCS",13990,"ACC<CHILLER<CONTROLS","Komerční"]
["EKSB26B2",3136,"instalační box pro adaptér","Komerční"]
["EKSDSR1A",6771,"-","Vytápění"]
["EKSH26P",29267,"Solární kolektor","Vytápění"]
["EKSR3PA",13599,"tlakový systém","Vytápění"]
["EKSRCAP",10873,"střešní prostup AD antracit","Vytápění"]
["EKSRCP",7855,"instalační materiál Solaris","Vytápění"]
["EKSRCRP",10873,"střešní prostup, taška červená","Vytápění"]
["EKSRDS2A",17019,"RDS2","Vytápění"]
["EKSRPS4A",30548,"čerpací stanice RPS 4","Vytápění"]
["EKSV21P",22288,"plochý kolektor DK Solaris V21P","Vytápění"]
["EKSV26P",29267,"plochý kolektor DK Solaris V26P","Vytápění"]
["EKT2VK0",3927,"hydraulický ventil","Vytápění"]
["EKT3VK1",4940,"hydraulický ventil","Vytápění"]
["EKTESE1",2255,"-","Vytápění"]
["EKTESE2",2255,"-","Vytápění"]
["EKTH2",2002,"sada termistoru","Vytápění"]
["EKTSMS",2270,"ACC<CHILLER<CONTROLS                    ","Komerční"]
["EKUMBPART",9128,"ACC<TANK ACC<N-U","Vytápění"]
["EKVK1A",4690,"ACC<BOILER ACC<GAS","Vytápění"]
["EKW175137",5129,"Base module UFH-BM                      ","Vytápění"]
["EKW175138",3530,"Clock module UFH-UM                     ","Vytápění"]
["EKW175139",1339,"Room controller, wire UFH-RD            ","Vytápění"]
["EKW175140",6242,"Controller module, wire UFH-RMD6        ","Vytápění"]
["EKW175141",3234,"Controller module, wire UFH-RMD2        ","Vytápění"]
["EKWBSWW150",11710,"nerezový zásobník","Vytápění"]
["EKWCTRAN1V3",1271,"drátový termostat","Vytápění"]
["EKWCTRDI1V3",1737,"termostat","Vytápění"]
["EKWCVATR1V3",680,"univerzální pohon ventilů","Vytápění"]
["EKWHCTRL0",3758,"LCD ovladač na desce","Vytápění"]
["EKWHCTRL1",3758,"LCD ovladač na zdi","Vytápění"]
["EKWUFHTA1V3",4012,"Základová stanice podlahového vytápění","Vytápění"]
["ELBH12E6V",134543,"Nástěnná vnitřní jednotka, pouze vytápění 8/10/12 kW ohřívač 6 kW","Vytápění"]
["ELBH12E9W",139420,"Nástěnná vnitřní jednotka, pouze vytápění 8/10/12 kW ohřívač 9 kW","Vytápění"]
["ELBX12E6V",141874,"Nástěnná vnitřní jednotka, vytápění/chlazení 8/10/12 kW ohřívač 6 kW","Vytápění"]
["ELBX12E9W",152668,"Nástěnná vnitřní jednotka, vytápění/chlazení 8/10/12 kW ohřívač 9 kW","Vytápění"]
["ELSH12P30E",185688,"Vnitřní jednotka pouze vytápění ECHO2O 300l","Vytápění"]
["ELSH12P50E",190347,"Vnitřní jednotka pouze vytápění ECHO2O 500l","Vytápění"]
["ELSHB12P30E",211103,"Vnitřní jednotka pouze vytápění ECHO2O 300l bivalentní","Vytápění"]
["ELSHB12P50E",251402,"Vnitřní jednotka pouze vytápění ECHO2O 500l bivalentní","Vytápění"]
["ELSX12P30E",213304,"Vnitřní jednotka vytápění/chlazení ECHO2O 300l","Vytápění"]
["ELSX12P50E",240392,"Vnitřní jednotka vytápění/chlazení ECHO2O 500l bivalentní","Vytápění"]
["ELSXB12P30E",234634,"Vnitřní jednotka vytápění/chlazení ECHO2O 300l bivalentní","Vytápění"]
["ELSXB12P50E",260575,"Vnitřní jednotka vytápění/chlazení ECHO2O 500l bivalentní","Vytápění"]
["ELVH12S18E6V",182777,"Vnitřní jednotka s integrovaným boilerem, pouze vytápění 8/10/12 kW 180 l ohřívač 6 kW","Vytápění"]
["ELVH12S18E9W",190094,"Vnitřní jednotka s integrovaným boilerem, pouze vytápění 8/10/12 kW 180 l ohřívač 9 kW","Vytápění"]
["ELVH12S23E6V",191855,"Vnitřní jednotka s integrovaným boilerem, pouze vytápění 8/10/12 kW 230 l ohřívač 6 kW","Vytápění"]
["ELVH12S23E9W",199071,"Vnitřní jednotka s integrovaným boilerem, pouze vytápění 8/10/12 kW 230 l ohřívač 9 kW","Vytápění"]
["ELVX12S18E6V",223220,"Vnitřní jednotka s integrovaným boilerem, vytápění/chlazení 8/10/12 kW 180 l ohřívač 6 kW","Vytápění"]
["ELVX12S18E9W",213304,"Vnitřní jednotka s integrovaným boilerem, vytápění/chlazení 8/10/12 kW 180 l ohřívač 9 kW","Vytápění"]
["ELVX12S23E6V",231147,"Vnitřní jednotka s integrovaným boilerem, vytápění/chlazení 8/10/12 kW 230 l ohřívač 6 kW","Vytápění"]
["ELVX12S23E9W",222459,"Vnitřní jednotka s integrovaným boilerem, vytápění/chlazení 8/10/12 kW 230 l ohřívač 9 kW","Vytápění"]
["ELVZ12S18E6V",234670,"Vnitřní jednotka bizone s integrovaným boilerem, pouze vytápění 8/10/12 kW 180 l ohřívač 6 kW","Vytápění"]
["ELVZ12S18E9W",242731,"Vnitřní jednotka bizone s integrovaným boilerem, pouze vytápění 8/10/12 kW 180 l ohřívač 9 kW","Vytápění"]
["ELVZ12S23E6V",244696,"Vnitřní jednotka bizone s integrovaným boilerem, pouze vytápění 8/10/12 kW 230 l ohřívač 6 kW","Vytápění"]
["ELVZ12S23E9W",247473,"Vnitřní jednotka bizone s integrovaným boilerem, pouze vytápění 8/10/12 kW 230 l ohřívač 9 kW","Vytápění"]
["EMRQ10AB",600222,"Altherma Flex","Vytápění"]
["EMRQ12AB",682330,"Altherma Flex","Vytápění"]
["EMRQ14AB",712746,"Altherma Flex","Vytápění"]
["EMRQ16AB",876623,"Altherma Flex","Vytápění"]
["EMRQ8AB",469270,"Altherma Flex","Vytápění"]
["EPCC02A6",3501,"ACC<FCU<N-U","Komerční"]
["EPCC03A6",3875,"ACC<FCU<N-U","Komerční"]
["EPCC06A6",4895,"ACC<FCU<N-U","Komerční"]
["EPCC10A6",6699,"ACC<FCU<N-U","Komerční"]
["EPIB6",5576,"ACC<FCU","Komerční"]
["EPIMSA6",5495,"ACC<FCU","Komerční"]
["EPIPEBEND1418A",707,"PIPE BEND 14-18 (10STK/VE)              ","Vytápění"]
["EPIPECLIPDUOA",414,"Pipe clips (DUO25)                      ","Vytápění"]
["EPIPECLIPMOPXA",245,"Pipe clips (Monopex 17/20)              ","Vytápění"]
["EPIPEFIXSTEELA",2711,"Pipe fixation for steel frame           ","Vytápění"]
["EPRA08EV3",128715,"Altherma středněteplotní R32 hydrosplit","Vytápění"]
["EPRA08EW1",142266,"Altherma středněteplotní R32 hydrosplit","Vytápění"]
["EPRA10EV3",152427,"Altherma středněteplotní R32 hydrosplit","Vytápění"]
["EPRA10EW1",165975,"Altherma středněteplotní R32 hydrosplit","Vytápění"]
["EPRA12EV3",176138,"Altherma středněteplotní R32 hydrosplit","Vytápění"]
["EPRA12EW1",189687,"Altherma středněteplotní R32 hydrosplit","Vytápění"]
["EPRA14DV3",183231,"Altherma vysokoteplotní R32 hydrosplit","Vytápění"]
["EPRA14DV37",183231,"Altherma vysokoteplotní R32 hydrosplit","Vytápění"]
["EPRA14DW17",203364,"Altherma vysokoteplotní R32 hydrosplit","Vytápění"]
["EPRA16DV37",210075,"Altherma vysokoteplotní R32 hydrosplit","Vytápění"]
["EPRA16DW17",230205,"Altherma vysokoteplotní R32 hydrosplit","Vytápění"]
["EPRA18DV37",236917,"Altherma vysokoteplotní R32 hydrosplit","Vytápění"]
["EPRA18DW17",257048,"Altherma vysokoteplotní R32 hydrosplit","Vytápění"]
["EQUICKFIXA",612,"Quick Fix                               ","Vytápění"]
["ERGA04EV",75469,"Altherma nízkoteplotní split","Vytápění"]
["ERGA04EVA",82311,"Altherma nízkoteplotní split","Vytápění"]
["ERGA06EVA",78923,"Altherma nízkoteplotní split","Vytápění"]
["ERGA06EVH",78992,"Altherma nízkoteplotní split","Vytápění"]
["ERGA08EVA",107036,"Altherma nízkoteplotní split","Vytápění"]
["ERGA08EVH7",107036,"Altherma nízkoteplotní split","Vytápění"]
["ERLA11DV3",110886,"Altherma nízkoteplotní split R32","Vytápění"]
["ERLA11DW1",122661,"Altherma nízkoteplotní split R32","Vytápění"]
["ERLA14DV3",145314,"Altherma nízkoteplotní split R32","Vytápění"]
["ERLA14DW1",152393,"Altherma nízkoteplotní split R32","Vytápění"]
["ERLA16DV37",165060,"Altherma nízkoteplotní split R33","Vytápění"]
["ERLA16DW17",168713,"Altherma nízkoteplotní split R34","Vytápění"]
["ERP01A50",2893,"relé PCB","Vytápění"]
["ERP01A51",3150,"relé PCB","Komerční"]
["ERP02A50",5703,"relé PCB","Komerční"]
["ERPV02A6",1496,"relé PCB","Komerční"]
["ERPV03A6",1598,"relé PCB","Komerční"]
["ERPV06A6",1972,"relé PCB","Komerční"]
["ERPV10A6",2446,"relé PCB","Komerční"]
["ERQ100AV1",107850,"kondenzační jednotka","Komerční"]
["ERQ125AV1",117421,"kondenzační jednotka","Komerční"]
["ERQ125AW1",134770,"kondenzační jednotka","Komerční"]
["ERQ140AV1",150972,"kondenzační jednotka","Komerční"]
["ERQ200AW1",187259,"kondenzační jednotka","Komerční"]
["ERQ250AW1",218372,"kondenzační jednotka","Komerční"]
["ERRA08EV3",128715,"Venkovní jednotka pro tepelnou ztrátu 6-10kW 1F","Vytápění"]
["ERRA08EW1",142266,"Venkovní jednotka pro tepelnou ztrátu 6-10kW","Vytápění"]
["ERRA10EV3",152427,"Venkovní jednotka pro tepelnou ztrátu 10-12kW 1F","Vytápění"]
["ERRA10EW1",165975,"Venkovní jednotka pro tepelnou ztrátu 10-12kW","Vytápění"]
["ERRA12EV3",176138,"Venkovní jednotka pro tepelnou ztrátu 12-14kW 1F","Vytápění"]
["ERRA12EW1",189687,"Venkovní jednotka pro tepelnou ztrátu 12-14kW","Vytápění"]
["ERWQ02AV3",30349,"Altherma vysokoteplotní split","Vytápění"]
["ESCREDEST2000A",1370,"Screed Estrolith H2000                  ","Vytápění"]
["ESCREDESTROSA",2244,"Screed Estrotherm S                     ","Vytápění"]
["ESCREDTEMPREXA",2235,"Screed Temporex                         ","Vytápění"]
["ESERIMOPX14A",322,"Set ring monopex 14                     ","Vytápění"]
["ESERIMOPX1615A",245,"Set ring Monopex 16 x 1,5               ","Vytápění"]
["ESERIMOPX1622A",362,"Set ring Monopex 16 x 2,2               ","Vytápění"]
["ESERIMOPX17A",285,"Set ring Monopex 17                     ","Vytápění"]
["ESERIMOPX20A",366,"Set ring Monopex 20                     ","Vytápění"]
["ESERIMOPXDU17A",366,"Set ring DUO 17                         ","Vytápění"]
["ESERIMOPXDU25A",326,"Set ring DUO 25                         ","Vytápění"]
["ESFD01D6",578,"ACC<FCU<N-U<TR                          ","Komerční"]
["ESFH01D5",1159,"ACC<FCU<N-U                             ","Komerční"]
["ESFV06A6",851,"ACC<FCU                                 ","Komerční"]
["ESFV10A6",851,"ACC<FCU                                 ","Komerční"]
["ESFVG02A6",1224,"ACC<FCU                                 ","Komerční"]
["ESFVG03A6",1496,"ACC<FCU                                 ","Komerční"]
["ESFVG06A6",1699,"ACC<FCU                                 ","Komerční"]
["ESFVG10A6",2347,"ACC<FCU                                 ","Komerční"]
["ESHUTOFVALVEA",1043,"Shut of valve                           ","Vytápění"]
["ESIDESTRIPRDSA",608,"Side-strip for screed floor RDS         ","Vytápění"]
["ESIDESTRPRDSIA",1285,"Side-strip for concrete floor RDS-I     ","Vytápění"]
["ESRH02A6",2446,"ACC<FCU                                 ","Komerční"]
["ESRH03A6",2923,"ACC<FCU                                 ","Komerční"]
["ESRH06A6",3196,"ACC<FCU                                 ","Komerční"]
["ESRH10A6",4250,"ACC<FCU                                 ","Komerční"]
["ESYSTACERSTACA",13531,"System tacker STAC (tacker gun)         ","Vytápění"]
["ETACKERNAIL40A",698,"Tacker nail TN40                        ","Vytápění"]
["ETACKERNAIL60A",1634,"Tacker nail TN60                        ","Vytápění"]
["ETAPEKB50A",1146,"Tape KB50                               ","Vytápění"]
["ETBH12E6V",134543,"Altherma středněteplotní split jen vytápění","Vytápění"]
["ETBH12E9W",139420,"Altherma středněteplotní split jen vytápění","Vytápění"]
["ETBH16E6V7",153896,"vnitřní hydrobox vysokoteplotního TČ EPRA pouze vytápění","Vytápění"]
["ETBH16E9W7",152011,"vnitřní hydrobox vysokoteplotního TČ EPRA pouze vytápění","Vytápění"]
["ETBX12E6V",141874,"Altherma středněteplotní hydrosplit","Vytápění"]
["ETBX12E9W",152668,"Altherma středněteplotní hydrosplit","Vytápění"]
["ETBX16E6V7",166337,"vnitřní hydrobox vysokoteplotního TČ EPRA s chlazením","Vytápění"]
["ETBX16E9W7",167494,"vnitřní hydrobox vysokoteplotního TČ EPRA s chlazením","Vytápění"]
["ETSH12P30E",185688,"ECH2O vnitřní jednotka Altherma HT","Vytápění"]
["ETSH12P50E",190347,"ECH2O vnitřní jednotka Altherma HT","Vytápění"]
["ETSH16P30E7",212502,"ECH2O vnitřní jednotka Altherma HT","Vytápění"]
["ETSH16P50E7",235075,"ECH2O vnitřní jednotka Altherma HT","Vytápění"]
["ETSHB12P30E",211103,"ECH2O vnitřní jednotka Altherma HT","Vytápění"]
["ETSHB12P50E",251402,"ECH2O vnitřní jednotka Altherma HT","Vytápění"]
["ETSHB16P30E7",224753,"ECH2O vnitřní jednotka Altherma HT","Vytápění"]
["ETSHB16P50E7",245563,"ECH2O vnitřní jednotka Altherma HT","Vytápění"]
["ETSX12P30E",213304,"ECH2O vnitřní jednotka Altherma HT","Vytápění"]
["ETSX12P50E",240392,"ECH2O vnitřní jednotka Altherma HT","Vytápění"]
["ETSX16P30E7",250251,"ECH2O vnitřní jednotka Altherma HT","Vytápění"]
["ETSX16P50E7",240823,"ECH2O vnitřní jednotka Altherma HT","Vytápění"]
["ETSXB12P30E",234634,"ECH2O vnitřní jednotka Altherma HT","Vytápění"]
["ETSXB12P50E",260575,"ECH2O vnitřní jednotka Altherma HT","Vytápění"]
["ETSXB16P30E7",270546,"ECH2O vnitřní jednotka Altherma HT","Vytápění"]
["ETSXB16P50E7",250937,"ECH2O vnitřní jednotka Altherma HT","Vytápění"]
["ETVH12S18E6V",182777,"Altherma středněteplotní hydrosplit","Vytápění"]
["ETVH12S18E9W",190094,"Altherma středněteplotní hydrosplit","Vytápění"]
["ETVH12S23E6V",191855,"Altherma středněteplotní hydrosplit","Vytápění"]
["ETVH12S23E9W",199071,"Altherma středněteplotní hydrosplit","Vytápění"]
["ETVH16S18E6V7",200424,"vnitřní jednotka 3 H HT vč. TUV","Vytápění"]
["ETVH16S18E9W7",204321,"vnitřní jednotka 3 H HT vč. TUV","Vytápění"]
["ETVH16S23D9W",212651,"-","Vytápění"]
["ETVH16S23E6V7",209236,"vnitřní jednotka 3 H HT vč. TUV","Vytápění"]
["ETVH16S23E9W7",212651,"vnitřní jednotka 3 H HT vč. TUV","Vytápění"]
["ETVX12S18E6V",223220,"Altherma středněteplotní hydrosplit","Vytápění"]
["ETVX12S18E9W",213304,"Altherma středněteplotní hydrosplit","Vytápění"]
["ETVX12S23E6V",231147,"Altherma středněteplotní hydrosplit","Vytápění"]
["ETVX12S23E9W",222459,"Altherma středněteplotní hydrosplit","Vytápění"]
["ETVX16S18E6V7",222601,"vnitřní jednotka 3 H HT vč. TUV a chlazení","Vytápění"]
["ETVX16S18E9W7",223854,"vnitřní jednotka 3 H HT vč. TUV a chlazení","Vytápění"]
["ETVX16S23E6V7",230525,"vnitřní jednotka 3 H HT vč. TUV a chlazení","Vytápění"]
["ETVX16S23E9W7",229943,"vnitřní jednotka 3 H HT vč. TUV a chlazení","Vytápění"]
["ETVZ12S18E6V",234670,"ALTHERMA středněteplotní hydrosplit 8-12 kW","Vytápění"]
["ETVZ12S18E9W",242731,"ALTHERMA středněteplotní hydrosplit 8-12 kW","Vytápění"]
["ETVZ12S23E6V",244696,"ALTHERMA středněteplotní hydrosplit 8-12 kW","Vytápění"]
["ETVZ12S23E9W",247473,"ALTHERMA středněteplotní hydrosplit 8-12 kW","Vytápění"]
["ETVZ16S18E6V7",233977,"vnitřní jednotka 3 H HT vč. TUV a dvěma řízenými okruhy","Vytápění"]
["ETVZ16S18E9W7",242029,"vnitřní jednotka 3 H HT vč. TUV a dvěma řízenými okruhy","Vytápění"]
["ETVZ16S23E6V7",243947,"vnitřní jednotka 3 H HT vč. TUV a dvěma řízenými okruhy","Vytápění"]
["ETVZ16S23E9W7",246758,"vnitřní jednotka 3 H HT vč. TUV a dvěma řízenými okruhy","Vytápění"]
["EWAA004DV3P",115879,"-","Komerční"]
["EWAA006DV3P",123265,"-","Komerční"]
["EWAA008DV3P",127028,"-","Komerční"]
["EWAA011DV3P",171336,"mini chiller","Komerční"]
["EWAA011DV3P-H-",196485,"mini chiller + regulátor","Komerční"]
["EWAA011DW1P",174755,"mini chiller","Komerční"]
["EWAA011DW1P-H-",199980,"mini chiller + regulátor","Komerční"]
["EWAA014DV3P",183568,"mini chiller","Komerční"]
["EWAA014DV3P-H-",208794,"mini chiller + regulátor","Komerční"]
["EWAA014DW1P",187292,"mini chiller","Komerční"]
["EWAA014DW1P-H-",212517,"mini chiller + regulátor","Komerční"]
["EWAA016DV3P",196789,"mini chiller","Komerční"]
["EWAA016DV3P-H-",222016,"mini chiller + regulátor","Komerční"]
["EWAA016DW1P",200663,"mini chiller","Komerční"]
["EWAA016DW1P-H-",225889,"mini chiller + regulátor","Komerční"]
["EWAQ004BVP",96331,"mini chiller","Komerční"]
["EWAQ004BVP-H-",108671,"mini chiller + regulátor","Komerční"]
["EWAQ005BVP",104987,"mini chiller","Komerční"]
["EWAQ005BVP-H-",117329,"mini chiller + regulátor","Komerční"]
["EWAQ006BVP",112526,"mini chiller","Komerční"]
["EWAQ006BVP-H-",124734,"mini chiller + regulátor","Komerční"]
["EWAQ008BVP",124294,"mini chiller","Komerční"]
["EWAQ008BVP-H-",136501,"mini chiller + regulátor","Komerční"]
["EWAQ009ACW1P-H-",168336,"mini chiller + regulátor","Komerční"]
["EWAQ011ACW1P-H-",183024,"mini chiller + regulátor","Komerční"]
["EWAQ016CWPB--",315582,"chiller","Komerční"]
["EWAQ021CWP-H-",369773,"chiller + regulátor","Komerční"]
["EWAQ040CWH-H-",632733,"chiller + regulátor","Komerční"]
["EWAT016CZH-A1",347909,"chiller vzduchem chlazený","Komerční"]
["EWAT016CZHAA1",355184,"chiller vzduchem chlazený","Komerční"]
["EWAT016CZHBA1",370180,"chiller vzduchem chlazený","Komerční"]
["EWAT016CZHCA1",377489,"-","Komerční"]
["EWAT016CZN-A1",301048,"chiller vzduchem chlazený","Komerční"]
["EWAT016CZNAA1",308320,"chiller vzduchem chlazený","Komerční"]
["EWAT016CZNBA1",323317,"chiller vzduchem chlazený","Komerční"]
["EWAT016CZNCA1",330547,"-","Komerční"]
["EWAT016CZP-A1",337413,"chiller vzduchem chlazený","Komerční"]
["EWAT016CZPAA1",344686,"chiller vzduchem chlazený","Komerční"]
["EWAT016CZPBA1",359682,"chiller vzduchem chlazený","Komerční"]
["EWAT016CZPCA1",366909,"-","Komerční"]
["EWAT021CZH-A1",406919,"chiller vzduchem chlazený","Komerční"]
["EWAT021CZHAA1",414194,"chiller vzduchem chlazený","Komerční"]
["EWAT021CZHBA1",429189,"chiller vzduchem chlazený","Komerční"]
["EWAT021CZHCA1",436550,"-","Komerční"]
["EWAT021CZN-A1",347235,"chiller vzduchem chlazený","Komerční"]
["EWAT021CZNAA1",354509,"chiller vzduchem chlazený","Komerční"]
["EWAT021CZNBA1",369429,"chiller vzduchem chlazený","Komerční"]
["EWAT021CZNCA1",376858,"-","Komerční"]
["EWAT021CZP-A1",394923,"chiller vzduchem chlazený","Komerční"]
["EWAT021CZPAA1",402196,"chiller vzduchem chlazený","Komerční"]
["EWAT021CZPBA1",417118,"chiller vzduchem chlazený","Komerční"]
["EWAT021CZPCA1",424499,"-","Komerční"]
["EWAT025CZH-A1",452358,"chiller vzduchem chlazený","Komerční"]
["EWAT025CZHAA1",459631,"chiller vzduchem chlazený","Komerční"]
["EWAT025CZHBA1",474627,"chiller vzduchem chlazený","Komerční"]
["EWAT025CZHCA1",482019,"-","Komerční"]
["EWAT025CZN-A1",394173,"chiller vzduchem chlazený","Komerční"]
["EWAT025CZNAA1",401447,"chiller vzduchem chlazený","Komerční"]
["EWAT025CZNBA1",416443,"chiller vzduchem chlazený","Komerční"]
["EWAT025CZNCA1",423868,"-","Komerční"]
["EWAT025CZP-A1",440361,"chiller vzduchem chlazený","Komerční"]
["EWAT025CZPAA1",447635,"chiller vzduchem chlazený","Komerční"]
["EWAT025CZPBA1",462555,"chiller vzduchem chlazený","Komerční"]
["EWAT025CZPCA1",469970,"-","Komerční"]
["EWAT032CZH-A1",534987,"chiller vzduchem chlazený","Komerční"]
["EWAT032CZHAA1",542260,"chiller vzduchem chlazený","Komerční"]
["EWAT032CZHBA1",557256,"chiller vzduchem chlazený","Komerční"]
["EWAT032CZHCA1",568265,"-","Komerční"]
["EWAT032CZN-A1",458507,"chiller vzduchem chlazený","Komerční"]
["EWAT032CZNAA1",465780,"chiller vzduchem chlazený","Komerční"]
["EWAT032CZNBA1",480775,"chiller vzduchem chlazený","Komerční"]
["EWAT032CZNCA1",491827,"-","Komerční"]
["EWAT032CZP-A1",517441,"chiller vzduchem chlazený","Komerční"]
["EWAT032CZPAA1",524639,"chiller vzduchem chlazený","Komerční"]
["EWAT032CZPBA1",539635,"chiller vzduchem chlazený","Komerční"]
["EWAT032CZPCA1",550610,"-","Komerční"]
["EWAT040CZH-A1",629388,"chiller vzduchem chlazený","Komerční"]
["EWAT040CZH-A2",682249,"chiller vzduchem chlazený","Komerční"]
["EWAT040CZHAA1",636661,"chiller vzduchem chlazený","Komerční"]
["EWAT040CZHAA2",689522,"chiller vzduchem chlazený","Komerční"]
["EWAT040CZHBA1",651657,"chiller vzduchem chlazený","Komerční"]
["EWAT040CZHBA2",704519,"chiller vzduchem chlazený","Komerční"]
["EWAT040CZHCA1",662706,"-","Komerční"]
["EWAT040CZHCA2",730666,"-","Komerční"]
["EWAT040CZN-A1",549309,"chiller vzduchem chlazený","Komerční"]
["EWAT040CZN-A2",603520,"chiller vzduchem chlazený","Komerční"]
["EWAT040CZNAA1",556582,"chiller vzduchem chlazený","Komerční"]
["EWAT040CZNAA2",610791,"chiller vzduchem chlazený","Komerční"]
["EWAT040CZNBA1",571503,"chiller vzduchem chlazený","Komerční"]
["EWAT040CZNBA2",625787,"chiller vzduchem chlazený","Komerční"]
["EWAT040CZNCA1",582488,"-","Komerční"]
["EWAT040CZNCA2",651988,"-","Komerční"]
["EWAT040CZP-A1",608168,"chiller vzduchem chlazený","Komerční"]
["EWAT040CZP-A2",661030,"chiller vzduchem chlazený","Komerční"]
["EWAT040CZPAA1",615441,"chiller vzduchem chlazený","Komerční"]
["EWAT040CZPAA2",668303,"chiller vzduchem chlazený","Komerční"]
["EWAT040CZPBA1",630362,"chiller vzduchem chlazený","Komerční"]
["EWAT040CZPBA2",683223,"chiller vzduchem chlazený","Komerční"]
["EWAT040CZPCA1",641408,"-","Komerční"]
["EWAT040CZPCA2",709367,"-","Komerční"]
["EWAT050CZH-A2",754830,"chiller vzduchem chlazený","Komerční"]
["EWAT050CZHAA2",762104,"chiller vzduchem chlazený","Komerční"]
["EWAT050CZHBA2",777100,"chiller vzduchem chlazený","Komerční"]
["EWAT050CZHCA2",803179,"-","Komerční"]
["EWAT050CZN-A2",666503,"chiller vzduchem chlazený","Komerční"]
["EWAT050CZNAA2",673777,"chiller vzduchem chlazený","Komerční"]
["EWAT050CZNBA2",688696,"chiller vzduchem chlazený","Komerční"]
["EWAT050CZNCA2",714833,"-","Komerční"]
["EWAT050CZP-A2",730687,"chiller vzduchem chlazený","Komerční"]
["EWAT050CZPAA2",737960,"chiller vzduchem chlazený","Komerční"]
["EWAT050CZPBA2",752880,"chiller vzduchem chlazený","Komerční"]
["EWAT050CZPCA2",779008,"-","Komerční"]
["EWAT064CZH-A2",860703,"chiller vzduchem chlazený","Komerční"]
["EWAT064CZHAA2",867975,"chiller vzduchem chlazený","Komerční"]
["EWAT064CZHBA2",882972,"chiller vzduchem chlazený","Komerční"]
["EWAT064CZHCA2",913595,"-","Komerční"]
["EWAT064CZN-A2",768552,"chiller vzduchem chlazený","Komerční"]
["EWAT064CZNAA2",775825,"chiller vzduchem chlazený","Komerční"]
["EWAT064CZNBA2",790821,"chiller vzduchem chlazený","Komerční"]
["EWAT064CZNCA2",821465,"-","Komerční"]
["EWAT064CZP-A2",842557,"chiller vzduchem chlazený","Komerční"]
["EWAT064CZPAA2",849831,"chiller vzduchem chlazený","Komerční"]
["EWAT064CZPBA2",864752,"chiller vzduchem chlazený","Komerční"]
["EWAT064CZPCA2",895449,"-","Komerční"]
["EWAT090CZH-A2",1126364,"chiller vzduchem chlazený","Komerční"]
["EWAT090CZHAA2",1133570,"chiller vzduchem chlazený","Komerční"]
["EWAT090CZHBA2",1148646,"chiller vzduchem chlazený","Komerční"]
["EWAT090CZHCA2",1183189,"-","Komerční"]
["EWAT090CZN-A2",967991,"chiller vzduchem chlazený","Komerční"]
["EWAT090CZNAA2",975328,"chiller vzduchem chlazený","Komerční"]
["EWAT090CZNBA2",990272,"chiller vzduchem chlazený","Komerční"]
["EWAT090CZNCA2",1024781,"-","Komerční"]
["EWAT090CZP-A2",1109406,"chiller vzduchem chlazený","Komerční"]
["EWAT090CZPAA2",1116744,"chiller vzduchem chlazený","Komerční"]
["EWAT090CZPBA2",1131823,"chiller vzduchem chlazený","Komerční"]
["EWAT090CZPCA2",1166165,"-","Komerční"]
["EWHAR1",562,"ACC<QA/VRV","Komerční"]
["EWLQ014KCW1N",147684,"-","Komerční"]
["EWLQ025KCW1N",198112,"-","Komerční"]
["EWLQ033KCW1N",229367,"-","Komerční"]
["EWLQ049KCW1N",312447,"-","Komerční"]
["EWLQ064KCW1N",369962,"-","Komerční"]
["EWSAH06D9W",306922,"-","Komerční"]
["EWSAX06D9W",310462,"-","Komerční"]
["EWWP045KBW1NB--",218301,"-","Komerční"]
["EWWQ014KBW1N",168648,"-","Komerční"]
["EWWQ014KBW1NH--",177121,"-","Komerční"]
["EWWQ014KBW1NL--",177121,"-","Komerční"]
["EWWQ014KCW1N",176046,"-","Komerční"]
["EWWQ025KBW1N",226366,"-","Komerční"]
["EWWQ025KBW1NH--",234838,"-","Komerční"]
["EWWQ025KBW1NL--",234838,"-","Komerční"]
["EWWQ025KCW1N",236108,"-","Komerční"]
["EWWQ033KBW1N",262109,"-","Komerční"]
["EWWQ033KBW1NH--",270581,"-","Komerční"]
["EWWQ033KBW1NL--",270581,"-","Komerční"]
["EWWQ033KCW1N",273390,"-","Komerční"]
["EWWQ049KAW1M",293879,"-","Komerční"]
["EWWQ049KAW1MH--",302352,"-","Komerční"]
["EWWQ049KAW1ML--",302352,"-","Komerční"]
["EWWQ049KBW1N",357422,"-","Komerční"]
["EWWQ049KBW1NH--",365895,"-","Komerční"]
["EWWQ049KBW1NL--",365895,"-","Komerční"]
["EWWQ049KCW1N",297669,"-","Komerční"]
["EWWQ064KAW1M",360069,"-","Komerční"]
["EWWQ064KAW1MH--",368542,"-","Komerční"]
["EWWQ064KAW1ML--",368542,"-","Komerční"]
["EWWQ064KBW1N",423609,"-","Komerční"]
["EWWQ064KBW1NH--",432082,"-","Komerční"]
["EWWQ064KBW1NL--",432082,"-","Komerční"]
["EWWQ064KCW1N",441495,"-","Komerční"]
["EWYA004DV3P",127307,"-","Komerční"]
["EWYA006DV3P",139361,"-","Komerční"]
["EWYA008DV3P",152880,"-","Komerční"]
["EWYA009DV3P",177566,"mini chiller","Komerční"]
["EWYA009DV3P-H-",202792,"mini chiller + ovladač","Komerční"]
["EWYA009DW1P",181138,"mini chiller","Komerční"]
["EWYA009DW1P-H-",206363,"mini chiller + ovladač","Komerční"]
["EWYA011DV3P",190407,"mini chiller","Komerční"]
["EWYA011DV3P-H-",215632,"mini chiller + ovladač","Komerční"]
["EWYA011DW1P",194207,"mini chiller","Komerční"]
["EWYA011DW1P-H-",219432,"mini chiller + ovladač","Komerční"]
["EWYA014DV3P",204084,"mini chiller","Komerční"]
["EWYA014DV3P-H-",229310,"mini chiller + ovladač","Komerční"]
["EWYA014DW1P",208188,"mini chiller","Komerční"]
["EWYA014DW1P-H-",233413,"mini chiller + ovladač","Komerční"]
["EWYA016DV3P",218519,"mini chiller","Komerční"]
["EWYA016DV3P-H-",243744,"mini chiller + ovladač","Komerční"]
["EWYA016DW1P",223001,"mini chiller","Komerční"]
["EWYA016DW1P-H-",248226,"mini chiller + ovladač","Komerční"]
["EWYQ004BVP",107118,"mini chiller","Komerční"]
["EWYQ004BVP-H-",119459,"mini chiller + ovladač","Komerční"]
["EWYQ005BVP",116652,"mini chiller","Komerční"]
["EWYQ005BVP-H-",128994,"mini chiller + ovladač","Komerční"]
["EWYQ006BVP",125072,"mini chiller","Komerční"]
["EWYQ006BVP-H-",137279,"mini chiller + ovladač","Komerční"]
["EWYQ008BVP",138157,"mini chiller","Komerční"]
["EWYQ008BVP-H-",150498,"mini chiller + ovladač","Komerční"]
["EWYQ011ACW1P",183609,"mini chiller","Komerční"]
["EWYQ011ACW1P-H-",204406,"mini chiller + ovladač","Komerční"]
["EWYQ016CWP",340266,"chiller","Komerční"]
["EWYQ021CWPBH-",434578,"chiller + ovladač","Komerční"]
["EWYQ050CWP",744932,"chiller","Komerční"]
["EWYQ050CWPB--",766870,"chiller","Komerční"]
["EWYQ064CWPB--",877090,"chiller","Komerční"]
["EWYT016CZH-A1",391850,"vzduchem chlazené tepelné čerpadlo","Komerční"]
["EWYT016CZHAA1",399122,"vzduchem chlazené tepelné čerpadlo","Komerční"]
["EWYT016CZHBA1",414044,"vzduchem chlazené tepelné čerpadlo","Komerční"]
["EWYT016CZHCA1",421416,"-","Komerční"]
["EWYT016CZN-A1",340338,"vzduchem chlazené tepelné čerpadlo","Komerční"]
["EWYT016CZNAA1",347611,"vzduchem chlazené tepelné čerpadlo","Komerční"]
["EWYT016CZNBA1",362606,"vzduchem chlazené tepelné čerpadlo","Komerční"]
["EWYT016CZNCA1",369922,"-","Komerční"]
["EWYT016CZP-A1",373630,"vzduchem chlazené tepelné čerpadlo","Komerční"]
["EWYT016CZPAA1",380901,"vzduchem chlazené tepelné čerpadlo","Komerční"]
["EWYT016CZPBA1",395898,"vzduchem chlazené tepelné čerpadlo","Komerční"]
["EWYT016CZPCA1",403201,"-","Komerční"]
["EWYT021CZH-A1",456857,"vzduchem chlazené tepelné čerpadlo","Komerční"]
["EWYT021CZHAA1",464130,"vzduchem chlazené tepelné čerpadlo","Komerční"]
["EWYT021CZHBA1",479052,"vzduchem chlazené tepelné čerpadlo","Komerční"]
["EWYT021CZHCA1",486432,"-","Komerční"]
["EWYT021CZI-A1",174963,"-","Komerční"]
["EWYT021CZN-A1",397998,"vzduchem chlazené tepelné čerpadlo","Komerční"]
["EWYT021CZNAA1",405271,"vzduchem chlazené tepelné čerpadlo","Komerční"]
["EWYT021CZNBA1",420192,"vzduchem chlazené tepelné čerpadlo","Komerční"]
["EWYT021CZNCA1",427652,"-","Komerční"]
["EWYT021CZO-A1",337587,"-","Komerční"]
["EWYT021CZP-A1",443286,"vzduchem chlazené tepelné čerpadlo","Komerční"]
["EWYT021CZPAA1",450559,"vzduchem chlazené tepelné čerpadlo","Komerční"]
["EWYT021CZPBA1",465555,"vzduchem chlazené tepelné čerpadlo","Komerční"]
["EWYT021CZPCA1",472841,"-","Komerční"]
["EWYT025CZH-A1",509868,"vzduchem chlazené tepelné čerpadlo","Komerční"]
["EWYT025CZHAA1",517141,"vzduchem chlazené tepelné čerpadlo","Komerční"]
["EWYT025CZHBA1",532063,"vzduchem chlazené tepelné čerpadlo","Komerční"]
["EWYT025CZHCA1",539539,"-","Komerční"]
["EWYT025CZN-A1",451833,"vzduchem chlazené tepelné čerpadlo","Komerční"]
["EWYT025CZNAA1",459106,"vzduchem chlazené tepelné čerpadlo","Komerční"]
["EWYT025CZNBA1",474028,"vzduchem chlazené tepelné čerpadlo","Komerční"]
["EWYT025CZNCA1",481529,"-","Komerční"]
["EWYT025CZP-A1",497721,"vzduchem chlazené tepelné čerpadlo","Komerční"]
["EWYT025CZPAA1",504994,"vzduchem chlazené tepelné čerpadlo","Komerční"]
["EWYT025CZPBA1",519916,"vzduchem chlazené tepelné čerpadlo","Komerční"]
["EWYT025CZPCA1",527349,"-","Komerční"]
["EWYT032CZH-A1",594596,"vzduchem chlazené tepelné čerpadlo","Komerční"]
["EWYT032CZHAA1",601871,"vzduchem chlazené tepelné čerpadlo","Komerční"]
["EWYT032CZHBA1",616867,"vzduchem chlazené tepelné čerpadlo","Komerční"]
["EWYT032CZHCA1",627816,"-","Komerční"]
["EWYT032CZI-A1",206214,"-","Komerční"]
["EWYT032CZN-A1",528012,"vzduchem chlazené tepelné čerpadlo","Komerční"]
["EWYT032CZNAA1",535287,"vzduchem chlazené tepelné čerpadlo","Komerční"]
["EWYT032CZNBA1",550283,"vzduchem chlazené tepelné čerpadlo","Komerční"]
["EWYT032CZNCA1",561328,"-","Komerční"]
["EWYT032CZO-A1",469898,"-","Komerční"]
["EWYT032CZP-A1",584699,"vzduchem chlazené tepelné čerpadlo","Komerční"]
["EWYT032CZPAA1",591973,"vzduchem chlazené tepelné čerpadlo","Komerční"]
["EWYT032CZPBA1",606894,"vzduchem chlazené tepelné čerpadlo","Komerční"]
["EWYT032CZPCA1",617938,"-","Komerční"]
["EWYT040CZH-A1",727688,"vzduchem chlazené tepelné čerpadlo","Komerční"]
["EWYT040CZH-A2",779050,"vzduchem chlazené tepelné čerpadlo","Komerční"]
["EWYT040CZHAA1",734960,"vzduchem chlazené tepelné čerpadlo","Komerční"]
["EWYT040CZHAA2",786322,"vzduchem chlazené tepelné čerpadlo","Komerční"]
["EWYT040CZHBA1",749956,"vzduchem chlazené tepelné čerpadlo","Komerční"]
["EWYT040CZHBA2",801243,"vzduchem chlazené tepelné čerpadlo","Komerční"]
["EWYT040CZHCA1",761002,"-","Komerční"]
["EWYT040CZHCA2",827351,"-","Komerční"]
["EWYT040CZI-A1",243499,"-","Komerční"]
["EWYT040CZN-A1",630812,"vzduchem chlazené tepelné čerpadlo","Komerční"]
["EWYT040CZN-A2",694322,"vzduchem chlazené tepelné čerpadlo","Komerční"]
["EWYT040CZNAA1",638085,"vzduchem chlazené tepelné čerpadlo","Komerční"]
["EWYT040CZNAA2",701593,"vzduchem chlazené tepelné čerpadlo","Komerční"]
["EWYT040CZNBA1",653081,"vzduchem chlazené tepelné čerpadlo","Komerční"]
["EWYT040CZNBA2",716515,"vzduchem chlazené tepelné čerpadlo","Komerční"]
["EWYT040CZNCA1",664038,"-","Komerční"]
["EWYT040CZNCA2",742715,"-","Komerční"]
["EWYT040CZO-A1",566333,"-","Komerční"]
["EWYT040CZP-A1",700469,"vzduchem chlazené tepelné čerpadlo","Komerční"]
["EWYT040CZP-A2",757905,"vzduchem chlazené tepelné čerpadlo","Komerční"]
["EWYT040CZPAA1",707742,"vzduchem chlazené tepelné čerpadlo","Komerční"]
["EWYT040CZPAA2",765177,"vzduchem chlazené tepelné čerpadlo","Komerční"]
["EWYT040CZPBA1",722664,"vzduchem chlazené tepelné čerpadlo","Komerční"]
["EWYT040CZPBA2",780173,"vzduchem chlazené tepelné čerpadlo","Komerční"]
["EWYT040CZPCA1",733678,"-","Komerční"]
["EWYT040CZPCA2",806331,"-","Komerční"]
["EWYT050CZH-A2",854704,"vzduchem chlazené tepelné čerpadlo","Komerční"]
["EWYT050CZHAA2",861978,"vzduchem chlazené tepelné čerpadlo","Komerční"]
["EWYT050CZHBA2",876899,"vzduchem chlazené tepelné čerpadlo","Komerční"]
["EWYT050CZHCA2",903016,"-","Komerční"]
["EWYT050CZN-A2",760979,"vzduchem chlazené tepelné čerpadlo","Komerční"]
["EWYT050CZNAA2",768251,"vzduchem chlazené tepelné čerpadlo","Komerční"]
["EWYT050CZNBA2",783248,"vzduchem chlazené tepelné čerpadlo","Komerční"]
["EWYT050CZNCA2",809344,"-","Komerční"]
["EWYT050CZP-A2",834985,"vzduchem chlazené tepelné čerpadlo","Komerční"]
["EWYT050CZPAA2",842258,"vzduchem chlazené tepelné čerpadlo","Komerční"]
["EWYT050CZPBA2",857179,"vzduchem chlazené tepelné čerpadlo","Komerční"]
["EWYT050CZPCA2",883258,"-","Komerční"]
["EWYT064CZH-A2",985696,"vzduchem chlazené tepelné čerpadlo","Komerční"]
["EWYT064CZHAA2",992969,"vzduchem chlazené tepelné čerpadlo","Komerční"]
["EWYT064CZHBA2",867644,"vzduchem chlazené tepelné čerpadlo","Komerční"]
["EWYT064CZHCA2",1038653,"-","Komerční"]
["EWYT064CZI-A2",270257,"-","Komerční"]
["EWYT064CZN-A2",889495,"vzduchem chlazené tepelné čerpadlo","Komerční"]
["EWYT064CZNAA2",896769,"vzduchem chlazené tepelné čerpadlo","Komerční"]
["EWYT064CZNBA2",911765,"vzduchem chlazené tepelné čerpadlo","Komerční"]
["EWYT064CZNCA2",942460,"-","Komerční"]
["EWYT064CZO-A2",848124,"-","Komerční"]
["EWYT064CZP-A2",967551,"vzduchem chlazené tepelné čerpadlo","Komerční"]
["EWYT064CZPAA2",974823,"vzduchem chlazené tepelné čerpadlo","Komerční"]
["EWYT064CZPBA2",989745,"vzduchem chlazené tepelné čerpadlo","Komerční"]
["EWYT064CZPCA2",1020509,"-","Komerční"]
["EWYT090CZH-A2",1297382,"vzduchem chlazené tepelné čerpadlo","Komerční"]
["EWYT090CZHAA2",1395840,"vzduchem chlazené tepelné čerpadlo","Komerční"]
["EWYT090CZHBA2",1319800,"vzduchem chlazené tepelné čerpadlo","Komerční"]
["EWYT090CZHCA2",1354208,"-","Komerční"]
["EWYT090CZN-A2",1127787,"vzduchem chlazené tepelné čerpadlo","Komerční"]
["EWYT090CZNAA2",1214387,"vzduchem chlazené tepelné čerpadlo","Komerční"]
["EWYT090CZNBA2",1150205,"vzduchem chlazené tepelné čerpadlo","Komerční"]
["EWYT090CZNCA2",1184590,"-","Komerční"]
["EWYT090CZP-A2",1278968,"vzduchem chlazené tepelné čerpadlo","Komerční"]
["EWYT090CZPAA2",1376120,"vzduchem chlazené tepelné čerpadlo","Komerční"]
["EWYT090CZPBA2",1301252,"vzduchem chlazené tepelné čerpadlo","Komerční"]
["EWYT090CZPCA2",1335783,"-","Komerční"]
["EXPANSIOJOICA",3785,"Dehnfugenprofil Carton                  ","Vytápění"]
["EXTENSIONZONEA",1279,"Extension 1 zone                        ","Vytápění"]
["EZESHP20AUAW1B",1005401,"connection-set for HPU Hybrid           ","Sky Air velký"]
["FAA100B",25892,"SKY AIR nástěnná jednotka nový typ","Sky Air velký"]
["FAA71B",23983,"SKY AIR nástěnná jednotka nový typ","Sky Air velký"]
["FBA100A",55541,"SKY AIR podhledová stropní jednotka se středním ESP","Sky Air velký"]
["FBA125A",56985,"SKY AIR podhledová stropní jednotka se středním ESP","Sky Air velký"]
["FBA140A",70471,"SKY AIR podhledová stropní jednotka se středním ESP","Sky Air velký"]
["FBA35A",34378,"SKY AIR podhledová stropní jednotka","Sky Air malý"]
["FBA35A9",34378,"SKY AIR podhledová stropní jednotka se středním ESP","Sky Air malý"]
["FBA50A9",38118,"SKY AIR podhledová stropní jednotka se středním ESP","Sky Air malý"]
["FBA60A9",41200,"SKY AIR podhledová stropní jednotka se středním ESP","Sky Air malý"]
["FBA71A9",44902,"SKY AIR podhledová stropní jednotka se středním ESP","Sky Air velký"]
["FCAG100B",46286,"SKY AIR kazetová jednotka s kruhovým výdechem","Sky Air velký"]
["FCAG125B",51853,"SKY AIR kazetová jednotka s kruhovým výdechem","Sky Air velký"]
["FCAG140B",58524,"SKY AIR kazetová jednotka s kruhovým výdechem","Sky Air velký"]
["FCAG35B",27053,"SKY AIR kazetová jednotka s kruhovým výdechem","Sky Air malý"]
["FCAG50B",29095,"SKY AIR kazetová jednotka s kruhovým výdechem","Sky Air malý"]
["FCAG60B",30080,"SKY AIR kazetová jednotka s kruhovým výdechem","Sky Air malý"]
["FCAG71B",34748,"SKY AIR kazetová jednotka s kruhovým výdechem","Sky Air velký"]
["FCAHG100G",44902,"-","Sky Air velký"]
["FCAHG100H",47145,"SKY AIR kazetová jednotka s kruhovým výdechem a vysokým koeficientem COP","Sky Air velký"]
["FCAHG125G",58036,"-","Sky Air velký"]
["FCAHG125H",60939,"SKY AIR kazetová jednotka s kruhovým výdechem a vysokým koeficientem COP","Sky Air velký"]
["FCAHG140G",63688,"-","Sky Air velký"]
["FCAHG140H",66874,"SKY AIR kazetová jednotka s kruhovým výdechem a vysokým koeficientem COP","Sky Air velký"]
["FCAHG71G",35352,"-","Sky Air velký"]
["FCAHG71H",37120,"SKY AIR kazetová jednotka s kruhovým výdechem a vysokým koeficientem COP","Sky Air velký"]
["FCND02A",11427,"ACC<N/U<N/U                             ","Sky Air velký"]
["FDA125A",76123,"vnitř. jedn. kanálová Sky Air R32/R410A","Sky Air velký"]
["FDA200A",97447,"vnitř. jedn. kanálová Sky Air R32/R410A","Sky Air velký"]
["FDA250A",104878,"vnitř. jedn. kanálová Sky Air R32/R410A","Sky Air velký"]
["FDBQ25B",23347,"SKY AIR malá zakrytovaná stropní jednotka","Sky Air malý"]
["FDQ200B",86237,"Bypass valve for BUH Monobloc           ","Sky Air velký"]
["FDQ250B",92813,"ACC<TANK ACC<STAINL                    ","Sky Air malý"]
["FDXM25F9",15818,"SKY AIR kompaktní jednotka do podhledu, vysoká pouze 200 mm","Sky Air malý"]
["FDXM35F9",19847,"SKY AIR kompaktní jednotka do podhledu, vysoká pouze 200 mm","Sky Air malý"]
["FDXM50F9",31625,"SKY AIR kompaktní jednotka do podhledu, vysoká pouze 200 mm","Sky Air malý"]
["FDXM60F9",41099,"SKY AIR kompaktní jednotka do podhledu, vysoká pouze 200 mm","Sky Air malý"]
["FFA25A9",27790,"SKY AIR zcela plochá kazetová jednotka","Sky Air malý"]
["FFA35A9",29388,"SKY AIR zcela plochá kazetová jednotka","Sky Air malý"]
["FFA50A9",30599,"SKY AIR zcela plochá kazetová jednotka","Sky Air malý"]
["FFA60A9",41355,"SKY AIR zcela plochá kazetová jednotka","Sky Air malý"]
["FG4T3AA",4049,"OU mounting stand with feet             ","Sky Air velký"]
["FHA100A",46188,"SKY AIR podstropní jednotka","Sky Air velký"]
["FHA125A",52305,"SKY AIR podstropní jednotka","Sky Air velký"]
["FHA140A",57490,"SKY AIR podstropní jednotka","Sky Air velký"]
["FHA35A9",29350,"SKY AIR podstropní jednotka","Sky Air malý"]
["FHA50A9",32624,"SKY AIR podstropní jednotka","Sky Air malý"]
["FHA60A9",36443,"SKY AIR podstropní jednotka","Sky Air malý"]
["FHA71A9",40769,"SKY AIR podstropní jednotka","Sky Air velký"]
["FNA25A9",23737,"SKY AIR neopláštěná parapetní jednotka","Sky Air malý"]
["FNA35A9",29350,"SKY AIR neopláštěná parapetní jednotka","Sky Air malý"]
["FNA50A9",34221,"SKY AIR neopláštěná parapetní jednotka","Sky Air malý"]
["FNA60A9",37730,"SKY AIR neopláštěná parapetní jednotka","Sky Air malý"]
["FSDG416A",1093,"ACC<DX<FCU                              ","Sky Air velký"]
["FTXA20AW",24065,"SPLIT STYLISH nástěnná jednotka","Rezidenční"]
["FTXA20BB",24547,"SPLIT STYLISH nástěnná jednotka","Rezidenční"]
["FTXA20BS",26085,"SPLIT STYLISH nástěnná jednotka","Rezidenční"]
["FTXA20BT",28228,"SPLIT STYLISH nástěnná jednotka","Rezidenční"]
["FTXA20CB",24547,"SPLIT STYLISH nástěnná jednotka","Rezidenční"]
["FTXA20CS",26085,"SPLIT STYLISH nástěnná jednotka","Rezidenční"]
["FTXA20CW",24065,"SPLIT STYLISH nástěnná jednotka","Rezidenční"]
["FTXA25AW",25340,"SPLIT STYLISH nástěnná jednotka","Rezidenční"]
["FTXA25BB",25847,"SPLIT STYLISH nástěnná jednotka","Rezidenční"]
["FTXA25BS",27276,"SPLIT STYLISH nástěnná jednotka","Rezidenční"]
["FTXA25BT",29618,"SPLIT STYLISH nástěnná jednotka","Rezidenční"]
["FTXA25CB",25847,"SPLIT STYLISH nástěnná jednotka","Rezidenční"]
["FTXA25CS",27276,"SPLIT STYLISH nástěnná jednotka","Rezidenční"]
["FTXA25CW",25340,"SPLIT STYLISH nástěnná jednotka","Rezidenční"]
["FTXA35AW",29969,"SPLIT STYLISH nástěnná jednotka","Rezidenční"]
["FTXA35BB",30567,"SPLIT STYLISH nástěnná jednotka","Rezidenční"]
["FTXA35BS",32203,"SPLIT STYLISH nástěnná jednotka","Rezidenční"]
["FTXA35BT",34955,"SPLIT STYLISH nástěnná jednotka","Rezidenční"]
["FTXA35CB",30567,"SPLIT STYLISH nástěnná jednotka","Rezidenční"]
["FTXA35CS",32203,"SPLIT STYLISH nástěnná jednotka","Rezidenční"]
["FTXA35CW",29969,"SPLIT STYLISH nástěnná jednotka","Rezidenční"]
["FTXA42AW",35281,"SPLIT STYLISH nástěnná jednotka","Rezidenční"]
["FTXA42BB",35985,"SPLIT STYLISH nástěnná jednotka","Rezidenční"]
["FTXA42BS",38592,"SPLIT STYLISH nástěnná jednotka","Rezidenční"]
["FTXA42BT",39230,"SPLIT STYLISH nástěnná jednotka","Rezidenční"]
["FTXA42CB",35985,"SPLIT STYLISH nástěnná jednotka","Rezidenční"]
["FTXA42CS",38592,"SPLIT STYLISH nástěnná jednotka","Rezidenční"]
["FTXA42CW",35281,"SPLIT STYLISH nástěnná jednotka","Rezidenční"]
["FTXA50AW",37151,"SPLIT STYLISH nástěnná jednotka","Rezidenční"]
["FTXA50BB",37893,"SPLIT STYLISH nástěnná jednotka","Rezidenční"]
["FTXA50BS",39643,"SPLIT STYLISH nástěnná jednotka","Rezidenční"]
["FTXA50BT",41732,"SPLIT STYLISH nástěnná jednotka","Rezidenční"]
["FTXA50CB",37893,"SPLIT STYLISH nástěnná jednotka","Rezidenční"]
["FTXA50CS",39643,"SPLIT STYLISH nástěnná jednotka","Rezidenční"]
["FTXA50CW",37151,"SPLIT STYLISH nástěnná jednotka","Rezidenční"]
["FTXC20D",7384,"-","Rezidenční"]
["FTXC25D",7992,"-","Rezidenční"]
["FTXC35D",8680,"-","Rezidenční"]
["FTXC50D",12861,"-","Rezidenční"]
["FTXC60D",15190,"-","Rezidenční"]
["FTXC71D",19134,"-","Rezidenční"]
["FTXF20C",7862,"SPLIT SENSIRA nástěnná jednotka","Rezidenční"]
["FTXF20D",7862,"SPLIT SENSIRA nástěnná jednotka","Rezidenční"]
["FTXF20E",7862,"SPLIT SENSIRA nástěnná jednotka","Rezidenční"]
["FTXF25C",8065,"SPLIT SENSIRA nástěnná jednotka","Rezidenční"]
["FTXF25D",8065,"SPLIT SENSIRA nástěnná jednotka","Rezidenční"]
["FTXF25E",8065,"SPLIT SENSIRA nástěnná jednotka","Rezidenční"]
["FTXF35C",8714,"SPLIT SENSIRA nástěnná jednotka","Rezidenční"]
["FTXF35D",8714,"SPLIT SENSIRA nástěnná jednotka","Rezidenční"]
["FTXF35E",8714,"SPLIT SENSIRA nástěnná jednotka","Rezidenční"]
["FTXF42C",10456,"SPLIT SENSIRA nástěnná jednotka","Rezidenční"]
["FTXF42D",10456,"SPLIT SENSIRA nástěnná jednotka","Rezidenční"]
["FTXF42E",10456,"SPLIT SENSIRA nástěnná jednotka","Rezidenční"]
["FTXF50A",13842,"SPLIT SENSIRA nástěnná jednotka","Rezidenční"]
["FTXF50D",13842,"SPLIT SENSIRA nástěnná jednotka","Rezidenční"]
["FTXF60A",16056,"SPLIT SENSIRA nástěnná jednotka","Rezidenční"]
["FTXF60D",16056,"SPLIT SENSIRA nástěnná jednotka","Rezidenční"]
["FTXF71A",23088,"SPLIT SENSIRA nástěnná jednotka","Rezidenční"]
["FTXF71D",23088,"SPLIT SENSIRA nástěnná jednotka","Rezidenční"]
["FTXG35LW",29368,"-","Rezidenční"]
["FTXJ20AB",28229,"SPLIT EMURA nástěnná jednotka","Rezidenční"]
["FTXJ20AS",29998,"SPLIT EMURA nástěnná jednotka","Rezidenční"]
["FTXJ20AW",27673,"SPLIT EMURA nástěnná jednotka","Rezidenční"]
["FTXJ20MS",24521,"-","Rezidenční"]
["FTXJ20MW",23388,"-","Rezidenční"]
["FTXJ25AB",29724,"SPLIT EMURA nástěnná jednotka","Rezidenční"]
["FTXJ25AS",31367,"SPLIT EMURA nástěnná jednotka","Rezidenční"]
["FTXJ25AW",29141,"SPLIT EMURA nástěnná jednotka","Rezidenční"]
["FTXJ25MS",25818,"-","Rezidenční"]
["FTXJ25MW",24624,"-","Rezidenční"]
["FTXJ35AB",35152,"SPLIT EMURA nástěnná jednotka","Rezidenční"]
["FTXJ35AS",37033,"SPLIT EMURA nástěnná jednotka","Rezidenční"]
["FTXJ35AW",34465,"SPLIT EMURA nástěnná jednotka","Rezidenční"]
["FTXJ35MS",30531,"-","Rezidenční"]
["FTXJ35MW",29120,"-","Rezidenční"]
["FTXJ42AB",41383,"SPLIT EMURA nástěnná jednotka","Rezidenční"]
["FTXJ42AS",44381,"SPLIT EMURA nástěnná jednotka","Rezidenční"]
["FTXJ42AW",40572,"SPLIT EMURA nástěnná jednotka","Rezidenční"]
["FTXJ50AB",43578,"SPLIT EMURA nástěnná jednotka","Rezidenční"]
["FTXJ50AS",45589,"SPLIT EMURA nástěnná jednotka","Rezidenční"]
["FTXJ50AW",42723,"SPLIT EMURA nástěnná jednotka","Rezidenční"]
["FTXJ50MS",37852,"-","Rezidenční"]
["FTXJ50MW",36102,"-","Rezidenční"]
["FTXM20A",15269,"SPLIT PERFERA nástěnná jednotka","Rezidenční"]
["FTXM20N",11171,"-","Rezidenční"]
["FTXM20R",15269,"SPLIT PERFERA nástěnná jednotka","Rezidenční"]
["FTXM25A",16682,"SPLIT PERFERA nástěnná jednotka","Rezidenční"]
["FTXM25N",12470,"-","Rezidenční"]
["FTXM25R",16682,"SPLIT PERFERA nástěnná jednotka","Rezidenční"]
["FTXM35A",20062,"SPLIT PERFERA nástěnná jednotka","Rezidenční"]
["FTXM35N",19683,"-","Rezidenční"]
["FTXM35R",20062,"SPLIT PERFERA nástěnná jednotka","Rezidenční"]
["FTXM42A",23617,"SPLIT PERFERA nástěnná jednotka","Rezidenční"]
["FTXM42R",23617,"SPLIT PERFERA nástěnná jednotka","Rezidenční"]
["FTXM50A",28479,"SPLIT PERFERA nástěnná jednotka","Rezidenční"]
["FTXM50N",28479,"-","Rezidenční"]
["FTXM50R",28479,"SPLIT PERFERA nástěnná jednotka","Rezidenční"]
["FTXM60N",39981,"-","Rezidenční"]
["FTXM60R",39981,"SPLIT PERFERA nástěnná jednotka","Rezidenční"]
["FTXM71N",46062,"-","Rezidenční"]
["FTXM71R",46062,"SPLIT PERFERA nástěnná jednotka","Rezidenční"]
["FTXP20M9",9506,"-","Rezidenční"]
["FTXP20N",9506,"SPLIT COMFORA nástěnná jednotka","Rezidenční"]
["FTXP20N9",9506,"SPLIT COMFORA nástěnná jednotka","Rezidenční"]
["FTXP25M9",10357,"-","Rezidenční"]
["FTXP25N",10357,"SPLIT COMFORA nástěnná jednotka","Rezidenční"]
["FTXP25N9",10357,"SPLIT COMFORA nástěnná jednotka","Rezidenční"]
["FTXP35M9",11594,"SPLIT COMFORA nástěnná jednotka","Rezidenční"]
["FTXP35N",11594,"SPLIT COMFORA nástěnná jednotka","Rezidenční"]
["FTXP35N9",11594,"SPLIT COMFORA nástěnná jednotka","Rezidenční"]
["FTXP50M",15970,"SPLIT COMFORA nástěnná jednotka","Rezidenční"]
["FTXP50N",15970,"SPLIT COMFORA nástěnná jednotka","Rezidenční"]
["FTXP60M",18430,"SPLIT COMFORA nástěnná jednotka","Rezidenční"]
["FTXP60N",18430,"SPLIT COMFORA nástěnná jednotka","Rezidenční"]
["FTXP71M",22118,"SPLIT COMFORA nástěnná jednotka","Rezidenční"]
["FTXP71N",22118,"SPLIT COMFORA nástěnná jednotka","Rezidenční"]
["FTXQ25A",7773,"-","Komerční"]
["FTXQ35A",8441,"-","Komerční"]
["FTXTA30BB",24017,"SPLIT STYLISH nástěnná jednotka","Rezidenční"]
["FTXTA30BW",24017,"SPLIT STYLISH nástěnná jednotka","Rezidenční"]
["FTXTA30CB",24017,"SPLIT STYLISH nástěnná jednotka NEPURA","Rezidenční"]
["FTXTA30CW",24017,"SPLIT STYLISH nástěnná jednotka NEPURA","Rezidenční"]
["FTXTJ30AB",28330,"SPLIT EMURA nástěnná jednotka NEPURA","Rezidenční"]
["FTXTJ30AW",27240,"SPLIT EMURA nástěnná jednotka NEPURA","Rezidenční"]
["FTXTM30M",23954,"-","Rezidenční"]
["FTXTM30R",21792,"SPLIT PERFERA nástěnná jednotka","Rezidenční"]
["FTXTM30S",21792,"SPLIT PERFERA nástěnná jednotka NEPURA","Rezidenční"]
["FTXTM40M",27138,"-","Rezidenční"]
["FTXTM40R",24017,"SPLIT PERFERA nástěnná jednotka","Rezidenční"]
["FTXTM40S",24017,"SPLIT PERFERA nástěnná jednotka NEPURA","Rezidenční"]
["FTXTP25M",18172,"SPLIT COMFORA nástěnná jednotka","Rezidenční"]
["FTXTP25N",18172,"SPLIT COMFORA nástěnná jednotka NEPURA","Rezidenční"]
["FTXTP35K",23954,"SPLIT COMFORA nástěnná jednotka","Rezidenční"]
["FTXTP35M",21792,"SPLIT COMFORA nástěnná jednotka","Rezidenční"]
["FTXTP35N",21792,"SPLIT COMFORA nástěnná jednotka NEPURA","Rezidenční"]
["FTXZ25N",32166,"URURU SARARA nástěnná jednotka","Rezidenční"]
["FTXZ35N",38996,"URURU SARARA nástěnná jednotka","Rezidenční"]
["FTXZ50N",45572,"URURU SARARA nástěnná jednotka","Rezidenční"]
["FUA100A",72653,"SKY AIR podstropní jednotka se 4 výdechy","Sky Air velký"]
["FUA125A",80332,"SKY AIR podstropní jednotka se 4 výdechy","Sky Air velký"]
["FUA71A",59089,"SKY AIR podstropní jednotka se 4 výdechy","Sky Air velký"]
["FVA100A",58545,"SKY AIR parapetní jednotka","Sky Air velký"]
["FVA125A",73122,"SKY AIR parapetní jednotka","Sky Air velký"]
["FVA140A",80488,"SKY AIR parapetní jednotka","Sky Air velký"]
["FVA71A",41550,"SKY AIR parapetní jednotka","Sky Air velký"]
["FVXM25A",27768,"SPLIT PERFERA parapetní jednotka","Rezidenční"]
["FVXM25A9",27768,"SPLIT PERFERA parapetní jednotka","Rezidenční"]
["FVXM25F",27768,"SPLIT PERFERA parapetní jednotka","Rezidenční"]
["FVXM35A",32862,"SPLIT PERFERA parapetní jednotka","Rezidenční"]
["FVXM35A9",32862,"SPLIT PERFERA parapetní jednotka","Rezidenční"]
["FVXM35F",32862,"SPLIT PERFERA parapetní jednotka","Rezidenční"]
["FVXM50A",38577,"SPLIT PERFERA parapetní jednotka","Rezidenční"]
["FVXM50A9",38577,"SPLIT PERFERA parapetní jednotka","Rezidenční"]
["FVXM50F",38577,"SPLIT PERFERA parapetní jednotka","Rezidenční"]
["FVXTM30A",30545,"Nepura Perfera parapetní","Vytápění"]
["FWI08AAFJ6V3-S-",124580,"-","Komerční"]
["FWXM10ATV3",15785,"konvektor tepelného čerpadla","Vytápění"]
["FWXM10ATV3R",16802,"konvektor tepelného čerpadla","Vytápění"]
["FWXM15ATV3",18291,"konvektor tepelného čerpadla","Vytápění"]
["FWXM15ATV3R",19307,"konvektor tepelného čerpadla","Vytápění"]
["FWXM20ATV3",20730,"konvektor tepelného čerpadla","Vytápění"]
["FWXM20ATV3R",21746,"konvektor tepelného čerpadla","Vytápění"]
["FWXT10ABTV3",25540,"konvektor tepelného čerpadla","Vytápění"]
["FWXT10ABTV3C",26556,"konvektor tepelného čerpadla","Vytápění"]
["FWXT10ABTV3CL",37226,"konvektor tepelného čerpadla","Vytápění"]
["FWXT10ABTV3L",37226,"konvektor tepelného čerpadla","Vytápění"]
["FWXT10ATV3",25540,"konvektor tepelného čerpadla","Vytápění"]
["FWXT10ATV3CL",37226,"konvektor tepelného čerpadla","Vytápění"]
["FWXT10ATV3L",37226,"konvektor tepelného čerpadla","Vytápění"]
["FWXT15ABTV3",28657,"konvektor tepelného čerpadla","Vytápění"]
["FWXT15ABTV3C",29672,"konvektor tepelného čerpadla","Vytápění"]
["FWXT15ABTV3CL",39143,"konvektor tepelného čerpadla","Vytápění"]
["FWXT15ABTV3L",39143,"konvektor tepelného čerpadla","Vytápění"]
["FWXT15ATV3",28657,"konvektor tepelného čerpadla","Vytápění"]
["FWXT15ATV3L",39143,"konvektor tepelného čerpadla","Vytápění"]
["FWXT20ABTV3",31907,"konvektor tepelného čerpadla","Vytápění"]
["FWXT20ABTV3C",32924,"konvektor tepelného čerpadla","Vytápění"]
["FWXT20ABTV3CL",43213,"konvektor tepelného čerpadla","Vytápění"]
["FWXT20ABTV3L",43213,"konvektor tepelného čerpadla","Vytápění"]
["FWXT20ATV3",31907,"konvektor tepelného čerpadla","Vytápění"]
["FWXT20ATV3CL",43213,"konvektor tepelného čerpadla","Vytápění"]
["FWXT20ATV3L",43213,"konvektor tepelného čerpadla","Vytápění"]
["FWXV10ABTV3",21611,"konvektor tepelného čerpadla","Vytápění"]
["FWXV10ABTV3R",20834,"konvektor tepelného čerpadla","Vytápění"]
["FWXV15ABTV3",25133,"konvektor tepelného čerpadla","Vytápění"]
["FWXV15ABTV3R",24630,"konvektor tepelného čerpadla","Vytápění"]
["FWXV20ABTV3",28589,"konvektor tepelného čerpadla","Vytápění"]
["FWXV20ABTV3R",28095,"konvektor tepelného čerpadla","Vytápění"]
["FXAA15A",26977,"nástěnná jednotka","Komerční"]
["FXAA20A",27834,"nástěnná jednotka","Komerční"]
["FXAA25A",28392,"nástěnná jednotka","Komerční"]
["FXAA32A",28993,"nástěnná jednotka","Komerční"]
["FXAA40A",31994,"nástěnná jednotka","Komerční"]
["FXAA50A",33239,"nástěnná jednotka","Komerční"]
["FXAA63A",34096,"nástěnná jednotka","Komerční"]
["FXAQ15A",24162,"nástěnná jednotka","Komerční"]
["FXAQ20A",24930,"nástěnná jednotka","Komerční"]
["FXAQ25A",25429,"nástěnná jednotka","Komerční"]
["FXAQ32A",25968,"nástěnná jednotka","Komerční"]
["FXAQ40A",28656,"nástěnná jednotka","Komerční"]
["FXAQ50A",29770,"nástěnná jednotka","Komerční"]
["FXAQ63A",30540,"nástěnná jednotka","Komerční"]
["FXCQ125A",84324,"kazetová jednotka 2 výdechy","Komerční"]
["FXCQ20A",43635,"kazetová jednotka 2 výdechy","Komerční"]
["FXCQ25A",44157,"kazetová jednotka 2 výdechy","Komerční"]
["FXCQ32A",45572,"kazetová jednotka 2 výdechy","Komerční"]
["FXCQ40A",49339,"kazetová jednotka 2 výdechy","Komerční"]
["FXCQ50A",51093,"kazetová jednotka 2 výdechy","Komerční"]
["FXCQ63A",51730,"kazetová jednotka 2 výdechy","Komerční"]
["FXCQ80A",69145,"kazetová jednotka 2 výdechy","Komerční"]
["FXDA10A",35462,"jednotka do podhledu nízká","Komerční"]
["FXDA15A",38891,"jednotka do podhledu nízká","Komerční"]
["FXDA20A",40099,"jednotka do podhledu nízká","Komerční"]
["FXDA25A",42680,"jednotka do podhledu nízká","Komerční"]
["FXDA32A",45261,"jednotka do podhledu nízká","Komerční"]
["FXDA40A",48178,"jednotka do podhledu nízká","Komerční"]
["FXDA50A",51131,"jednotka do podhledu nízká","Komerční"]
["FXDA63A",54256,"jednotka do podhledu nízká","Komerční"]
["FXDQ15A3",34833,"jednotka do podhledu nízká","Komerční"]
["FXDQ20A3",35912,"jednotka do podhledu nízká","Komerční"]
["FXDQ20M9",29611,"jednotka do podhledu nízká","Komerční"]
["FXDQ25A3",38225,"jednotka do podhledu nízká","Komerční"]
["FXDQ32A3",40538,"jednotka do podhledu nízká","Komerční"]
["FXDQ40A3",43148,"jednotka do podhledu nízká","Komerční"]
["FXDQ50A3",45797,"jednotka do podhledu nízká","Komerční"]
["FXDQ63A3",48596,"jednotka do podhledu nízká","Komerční"]
["FXFA100A",83857,"kazetová jednotka s kruhovým výdechem","Komerční"]
["FXFA125A",87966,"kazetová jednotka s kruhovým výdechem","Komerční"]
["FXFA20A",48181,"kazetová jednotka s kruhovým výdechem","Komerční"]
["FXFA25A",49844,"kazetová jednotka s kruhovým výdechem","Komerční"]
["FXFA32A",52991,"kazetová jednotka s kruhovým výdechem","Komerční"]
["FXFA40A",58500,"kazetová jednotka s kruhovým výdechem","Komerční"]
["FXFA50A",61761,"kazetová jednotka s kruhovým výdechem","Komerční"]
["FXFA63A",63353,"kazetová jednotka s kruhovým výdechem","Komerční"]
["FXFA80A",79922,"kazetová jednotka s kruhovým výdechem","Komerční"]
["FXFN71A2",35822,"HCU1D25XB7                              ","Komerční"]
["FXFQ100B",75109,"kazetová jednotka s kruhovým výdechem","Komerční"]
["FXFQ125B",78787,"kazetová jednotka s kruhovým výdechem","Komerční"]
["FXFQ20B",43152,"kazetová jednotka s kruhovým výdechem","Komerční"]
["FXFQ25B",44643,"kazetová jednotka s kruhovým výdechem","Komerční"]
["FXFQ32B",47459,"kazetová jednotka s kruhovým výdechem","Komerční"]
["FXFQ40B",52396,"kazetová jednotka s kruhovým výdechem","Komerční"]
["FXFQ50B",55317,"kazetová jednotka s kruhovým výdechem","Komerční"]
["FXFQ63B",56743,"kazetová jednotka s kruhovým výdechem","Komerční"]
["FXFQ80B",71582,"kazetová jednotka s kruhovým výdechem","Komerční"]
["FXHA100A",90281,"vnitřní jednotka podstropní VRV - R32","Komerční"]
["FXHA32A",70122,"vnitřní jednotka podstropní VRV - R32","Komerční"]
["FXHA50A",73295,"vnitřní jednotka podstropní VRV - R32","Komerční"]
["FXHA63A",76468,"vnitřní jednotka podstropní VRV - R32","Komerční"]
["FXHQ100A",78505,"podstropní jednotka","Komerční"]
["FXHQ32A",60977,"podstropní jednotka","Komerční"]
["FXHQ63A",66495,"podstropní jednotka","Komerční"]
["FXKA20A",46163,"vnitř. jedn. kazetová s 1 výd. VRV - R32","Komerční"]
["FXKA25A",46629,"vnitř. jedn. kazetová s 1 výd. VRV - R32","Komerční"]
["FXKA32A",47096,"vnitř. jedn. kazetová s 1 výd. VRV - R32","Komerční"]
["FXKA40A",50359,"vnitř. jedn. kazetová s 1 výd. VRV - R32","Komerční"]
["FXKA50A",51758,"vnitř. jedn. kazetová s 1 výd. VRV - R32","Komerční"]
["FXKA63A",53157,"vnitř. jedn. kazetová s 1 výd. VRV - R32","Komerční"]
["FXKQ20A",40141,"vnitř. jedn. kazetová s 1 výd. VRV","Komerční"]
["FXKQ25A",40547,"vnitř. jedn. kazetová s 1 výd. VRV","Komerční"]
["FXKQ25MA",50683,"vnitř. jedn. kazetová s 1 výd. VRV","Komerční"]
["FXKQ32A",40953,"vnitř. jedn. kazetová s 1 výd. VRV","Komerční"]
["FXKQ32MA",50982,"vnitř. jedn. kazetová s 1 výd. VRV","Komerční"]
["FXKQ40A",43790,"vnitř. jedn. kazetová s 1 výd. VRV","Komerční"]
["FXKQ40MA",51355,"vnitř. jedn. kazetová s 1 výd. VRV","Komerční"]
["FXKQ50A",45007,"vnitř. jedn. kazetová s 1 výd. VRV","Komerční"]
["FXKQ63A",46223,"vnitř. jedn. kazetová s 1 výd. VRV","Komerční"]
["FXKQ63MA",57693,"vnitř. jedn. kazetová s 1 výd. VRV","Komerční"]
["FXLQ20P",53554,"parapetní jednotka","Komerční"]
["FXLQ25P",55270,"parapetní jednotka","Komerční"]
["FXLQ32P",57022,"parapetní jednotka","Komerční"]
["FXLQ40P",58587,"parapetní jednotka","Komerční"]
["FXLQ50P",62095,"parapetní jednotka","Komerční"]
["FXLQ63P",65900,"parapetní jednotka","Komerční"]
["FXMA100A",81831,"vnitř. jedn. kanálová VRV - R32","Komerční"]
["FXMA125A",83504,"vnitř. jedn. kanálová VRV - R32","Komerční"]
["FXMA200A",133811,"vnitř. jedn. kanálová VRV - R32","Komerční"]
["FXMA250A",137319,"vnitř. jedn. kanálová VRV - R32","Komerční"]
["FXMA50A",61075,"vnitř. jedn. kanálová VRV - R32","Komerční"]
["FXMA63A",62403,"vnitř. jedn. kanálová VRV - R32","Komerční"]
["FXMA80A",79086,"vnitř. jedn. kanálová VRV - R32","Komerční"]
["FXMQ100P7",71157,"podhledová stropní jednotka s vysokým ESP","Komerční"]
["FXMQ125P7",72612,"podhledová stropní jednotka s vysokým ESP","Komerční"]
["FXMQ200A",133811,"Twin Scroll R449A + RES CAR + VVV PRS  +","Komerční"]
["FXMQ200MB",133811,"podhledová stropní jednotka s vysokým ESP","Komerční"]
["FXMQ250A",137319,"LT condensing unit                      ","Komerční"]
["FXMQ250MB",137319,"podhledová stropní jednotka s vysokým ESP","Komerční"]
["FXMQ50P7",53108,"podhledová stropní jednotka s vysokým ESP","Komerční"]
["FXMQ63P7",54262,"podhledová stropní jednotka s vysokým ESP","Komerční"]
["FXMQ80P7",68771,"podhledová stropní jednotka s vysokým ESP","Komerční"]
["FXNQ20A",45610,"neopláštěnná parapetní jednotka","Komerční"]
["FXNQ25A",47365,"neopláštěnná parapetní jednotka","Komerční"]
["FXNQ32A",48966,"neopláštěnná parapetní jednotka","Komerční"]
["FXNQ40A",50424,"neopláštěnná parapetní jednotka","Komerční"]
["FXNQ50A",53517,"neopláštěnná parapetní jednotka","Komerční"]
["FXNQ63A",56762,"neopláštěnná parapetní jednotka","Komerční"]
["FXSA100A",75742,"podhledová stropní jednotka se středním ESP","Komerční"]
["FXSA125A",77157,"podhledová stropní jednotka se středním ESP","Komerční"]
["FXSA140A",84903,"podhledová stropní jednotka se středním ESP","Komerční"]
["FXSA15A",49245,"podhledová stropní jednotka se středním ESP","Komerční"]
["FXSA20A",49245,"podhledová stropní jednotka se středním ESP","Komerční"]
["FXSA25A",51576,"podhledová stropní jednotka se středním ESP","Komerční"]
["FXSA32A",52007,"podhledová stropní jednotka se středním ESP","Komerční"]
["FXSA40A",54088,"podhledová stropní jednotka se středním ESP","Komerční"]
["FXSA50A",56505,"podhledová stropní jednotka se středním ESP","Komerční"]
["FXSA63A",57670,"podhledová stropní jednotka se středním ESP","Komerční"]
["FXSA80A",74688,"podhledová stropní jednotka se středním ESP","Komerční"]
["FXSN71A2",41318,"Commercial condensing unit              ","Komerční"]
["FXSQ100A",67838,"VRV podhledová stropní jednotka se středním ESP","Komerční"]
["FXSQ125A",69107,"VRV podhledová stropní jednotka se středním ESP","Komerční"]
["FXSQ140A",76044,"VRV podhledová stropní jednotka se středním ESP","Komerční"]
["FXSQ15A",44109,"VRV podhledová stropní jednotka se středním ESP","Komerční"]
["FXSQ20A",44109,"VRV podhledová stropní jednotka se středním ESP","Komerční"]
["FXSQ25A",46192,"VRV podhledová stropní jednotka se středním ESP","Komerční"]
["FXSQ32A",46580,"VRV podhledová stropní jednotka se středním ESP","Komerční"]
["FXSQ40A",48446,"VRV podhledová stropní jednotka se středním ESP","Komerční"]
["FXSQ50A",50609,"VRV podhledová stropní jednotka se středním ESP","Komerční"]
["FXSQ63A",51652,"VRV podhledová stropní jednotka se středním ESP","Komerční"]
["FXSQ80A",66893,"VRV podhledová stropní jednotka se středním ESP","Komerční"]
["FXUA100A",120947,"vnitřní jedn. podstropní se 4 výd.R32","Komerční"]
["FXUA50A",102503,"vnitřní jedn. podstropní se 4 výd.R32","Komerční"]
["FXUA71A",110997,"vnitřní jedn. podstropní se 4 výd.R32","Komerční"]
["FXUQ100A",105170,"vnitřní jedn. podstropní se 4 výd. VRV","Komerční"]
["FXUQ71A",96519,"vnitřní jedn. podstropní se 4 výd. VRV","Komerční"]
["FXZA15A",44418,"zcela plochá kazetová jednotka","Komerční"]
["FXZA20A",45796,"zcela plochá kazetová jednotka","Komerční"]
["FXZA25A",46572,"zcela plochá kazetová jednotka","Komerční"]
["FXZA32A",51466,"zcela plochá kazetová jednotka","Komerční"]
["FXZA40A",55972,"zcela plochá kazetová jednotka","Komerční"]
["FXZA50A",58045,"zcela plochá kazetová jednotka","Komerční"]
["FXZQ15A",39784,"zcela plochá kazetová jednotka","Komerční"]
["FXZQ20A",41017,"zcela plochá kazetová jednotka","Komerční"]
["FXZQ25A",41713,"zcela plochá kazetová jednotka","Komerční"]
["FXZQ32A",46096,"zcela plochá kazetová jednotka","Komerční"]
["FXZQ40A",50132,"zcela plochá kazetová jednotka","Komerční"]
["FXZQ50A",51988,"zcela plochá kazetová jednotka","Komerční"]
["GCI2010B3B1D4R",188189,"Condensing unit with inverter           ","Chladírenství"]
["GCI2020B3B1D4R",196269,"Condensing unit with inverter           ","Chladírenství"]
["GCI2022B3B1D4R",209052,"Condensing unit with inverter           ","Chladírenství"]
["GCI2030B3B1D4R",220289,"Condensing unit with inverter           ","Chladírenství"]
["GCI2030B3B5D4R",226586,"JEHSCU0950CL3 EVI                       ","Chladírenství"]
["GCI2040B3B1D4R",234320,"Condensing unit with inverter           ","Chladírenství"]
["GCI3050B3B1D4R",273617,"Condensing unit with inverter           ","Chladírenství"]
["GCI3060B3B1D4R",300797,"Condensing unit with inverter           ","Chladírenství"]
["GCU8700D3B1C2X",1109182,"U                                       ","Chladírenství"]
["GD_XL_EU_403763",168129,"Zanotti Mono-block                      ","Chladírenství"]
["GEF350SDN00E/EU",31319,"U+ CONACQ LEGS150 INSSEM                ","Chladírenství"]
["GIC2070L632H",365936,"U+ KITSUP LEGS100                       ","Chladírenství"]
["GNS21JC882YBX-9",890825,"U+ KITSUP LEGS150 INSSEM                ","Komerční"]
["GSIEKA10009",26325,"VAM elektrické topení","Komerční"]
["GSIEKA15018",26567,"VAM elektrické topení","Komerční"]
["GSIEKA20024",26741,"VAM elektrické topení","Komerční"]
["GSIEKA25030",28672,"VAM elektrické topení","Komerční"]
["GSIEKA35530",28983,"VAM elektrické topení","Komerční"]
["HCI2015B2B1D4R",207790,"LT condensing unit                      ","Chladírenství"]
["HCI2018B2B1D4R",220434,"LT condensing unit                      ","Chladírenství"]
["HCI2020B2B1D4R",229415,"LT condensing unit                      ","Chladírenství"]
["HCI2030B2B1D4R",232632,"LT condensing unit                      ","Chladírenství"]
["HCI2050B2B1D4R",256051,"LT condensing unit                      ","Chladírenství"]
["HCI3060B2B1D4R",308803,"LT condensing unit                      ","Chladírenství"]
["HFZ505T21F",135255,"UA+ CONACQ                              ","Komerční"]
["HXHD125A8",186025,"hydrobox VRV pro vysoké teploty","Komerční"]
["HXHD200A8",279036,"hydrobox VRV pro vysoké teploty","Komerční"]
["HXY080A8",90364,"hydrobox VRV pro nízké teploty","Komerční"]
["HXY125A8",126500,"hydrobox VRV pro nízké teploty","Komerční"]
["CHYHBH05AV32",54061,"ALTHERMA vnitřní jednotka","Vytápění"]
["CHYHBH08AV32",55280,"ALTHERMA vnitřní jednotka","Vytápění"]
["JEHCCU0040CM1",42485,"KJ s pístovým kompresorem","Chladírenství"]
["JEHCCU0050CM1",42627,"KJ s pístovým kompresorem","Chladírenství"]
["JEHCCU0051CM1",52343,"KJ s pístovým kompresorem","Chladírenství"]
["JEHCCU0063CM1",54611,"KJ s pístovým kompresorem","Chladírenství"]
["JEHCCU0067CM1",50569,"KJ s pístovým kompresorem","Chladírenství"]
["JEHCCU0077CM1",55607,"KJ s pístovým kompresorem","Chladírenství"]
["JEHCCU0095CM1",56670,"KJ s pístovým kompresorem","Chladírenství"]
["JEHCCU0100CM1",50926,"KJ s pístovým kompresorem","Chladírenství"]
["JEHCCU0113CM1",53904,"KJ s pístovým kompresorem","Chladírenství"]
["JEHCCU0115CL1",48726,"KJ s pístovým kompresorem","Chladírenství"]
["JEHCCU0135CL1",50640,"KJ s pístovým kompresorem","Chladírenství"]
["JEHCCU0140CM1",58868,"KJ s pístovým kompresorem","Chladírenství"]
["JEHCCU0140CM3",59790,"KJ s pístovým kompresorem","Chladírenství"]
["JEHCCU0170CM1",66865,"KJ s pístovým kompresorem","Chladírenství"]
["JEHCCU0170CM3",65247,"KJ s pístovým kompresorem","Chladírenství"]
["JEHCCU0175CL1",51580,"UA+ CONACQ+ WK1                         ","Chladírenství"]
["JEHCCU0180CL3",71143,"KJ s pístovým kompresorem","Chladírenství"]
["JEHCCU0210CL3",75504,"KJ s pístovým kompresorem","Chladírenství"]
["JEHSCU0200CM1",73550,"KJ pro průmyslové chlazení šroub","Chladírenství"]
["JEHSCU0200CM3",72416,"KJ pro průmyslové chlazení šroub","Chladírenství"]
["JEHSCU0250CM1",80783,"KJ pro průmyslové chlazení šroub","Chladírenství"]
["JEHSCU0250CM3",80783,"KJ pro průmyslové chlazení šroub","Chladírenství"]
["JEHSCU0300CL3",109084,"KJ pro průmyslové chlazení šroub","Chladírenství"]
["JEHSCU0300CM1",89226,"KJ pro průmyslové chlazení šroub","Chladírenství"]
["JEHSCU0300CM3",88373,"KJ pro průmyslové chlazení šroub","Chladírenství"]
["JEHSCU0350CM3",92062,"KJ pro průmyslové chlazení šroub","Chladírenství"]
["JEHSCU0360CM3",92203,"KJ pro průmyslové chlazení šroub","Chladírenství"]
["JEHSCU0400CL3",127454,"KJ pro průmyslové chlazení šroub","Chladírenství"]
["JEHSCU0400CM3",95397,"KJ pro průmyslové chlazení šroub","Chladírenství"]
["JEHSCU0500CL3",162137,"KJ pro průmyslové chlazení šroub","Chladírenství"]
["JEHSCU0500CM3",98657,"KJ pro průmyslové chlazení šroub","Chladírenství"]
["JEHSCU0600CL3",163059,"KJ pro průmyslové chlazení šroub","Chladírenství"]
["JEHSCU0600CM3",108162,"KJ pro průmyslové chlazení šroub","Chladírenství"]
["JEHSCU0680CM3",118374,"KJ pro průmyslové chlazení šroub","Chladírenství"]
["JEHSCU0750CL3",184194,"KJ pro průmyslové chlazení šroub","Chladírenství"]
["JEHSCU0800CM3",155824,"KJ pro průmyslové chlazení šroub","Chladírenství"]
["JEHSCU0950CL3",216961,"KJ pro průmyslové chlazení šroub","Chladírenství"]
["JEHSCU1000CM3",183341,"KJ pro průmyslové chlazení šroub","Chladírenství"]
["K.RSS",4388,"externí bezdrátové teplotní čidlo","Rezidenční"]
["KAC017A4E",4553,"vzduchový filtr","Komerční"]
["KAC972A4E",2422,"vzduchový filtr","Komerční"]
["KAC998",3518,"vzduchový filtr","Komerční"]
["KBLNVALVE",3213,"Vyvažovací ventil","Vytápění"]
["KDAJ25K140",15939,"adaptér pro vybíjení","Komerční"]
["KDAJ25K36A",4313,"adaptér pro vybíjení mřížka","Komerční"]
["KDAJ25K56",4969,"adaptér pro vybíjení","Komerční"]
["KDAJ25K71",10314,"adaptér pro vybíjení","Komerční"]
["KDAP25A140",15526,"adaptér pro vybíjení","Komerční"]
["KDAP25A36",4210,"adaptér pro vybíjení mřížka","Komerční"]
["KDAP25A56",4830,"adaptér pro vybíjení","Komerční"]
["KDAP25A71",10039,"adaptér pro vybíjení","Komerční"]
["KDBH44BA60",5113,"sada těsnění  ","Komerční"]
["KDBHP49B140",7555,"vzduchová klapka","Komerční"]
["KDBHQ55B140",3831,"sada těsnění pro výdech vzduchu","Komerční"]
["KDBHQ55C140",4007,"sada těsnění pro výdech vzduchu","Komerční"]
["KDBHQ56B140",4283,"sada těsnění pro výdech vzduchu","Komerční"]
["KDBQ44B60",17320,"rozpěrka panelu","Komerční"]
["KDBTP49B140",11802,"dekorační panel pro výdech vzduchu","Komerční"]
["KDDM24B100",24323,"VRV sada pro přívod čerstvého vzduchu","Komerční"]
["KDDM24B50",23703,"tlunič","Komerční"]
["KDDN26A12",68039,"sada tlumení","Komerční"]
["KDDN26A16",77216,"sada tlumení","Komerční"]
["KDDN26A4",47545,"sada tlumení","Komerční"]
["KDDN26A8",56169,"sada tlumení","Komerční"]
["KDDP55C160-1",13905,"VRV sada pro přívod čerstvého vzduchu","Komerční"]
["KDDP55D160-2",8803,"VRV sada pro přívod čerstvého vzduchu","Komerční"]
["KDDQ44XA60",5797,"VRV sada pro přívod čerstvého vzduchu","Komerční"]
["KDDQ50A140",7901,"VRV sada pro přívod čerstvého vzduchu","Komerční"]
["KDDQ55B140-2",9626,"sada těsnění pro výdech vzduchu","Komerční"]
["KDDQ55C140-1",13905,"VRV sada pro přívod čerstvého vzduchu","Komerční"]
["KDDQ55C140-2",9626,"VRV sada pro přívod čerstvého vzduchu","Komerční"]
["KDECOUP",16366,"Anuloid","Vytápění"]
["KDJ3705L280",33721,"Filter chamber                          ","Komerční"]
["KDU30L250",55417,"sada čerpadla kondenzátu","Komerční"]
["KDU30M250",128240,"VRV čerpadlo kondenzátu","Komerční"]
["KDU50P140",40817,"VRV čerpadlo kondenzátu","Komerční"]
["KDU50P60",29638,"VRV čerpadlo kondenzátu","Komerční"]
["KDU50R160",29638,"DX/VRV čerpadlo kondenzátu","Komerční"]
["KDU50R63",29638,"DX/VRV čerpadlo kondenzátu","Komerční"]
["KGSFILL2",6834,"plící sada GSHP - type LK521","Vytápění"]
["KHFP26A100C",2310,"sada uzavřeného potrubí pro BS boxy (voliče větví)","Komerční"]
["KHRA22M65H",16723,"refnet R32","Komerční"]
["KHRA22M65T",4120,"refnet R32","Komerční"]
["KHRAM22M65H",10987,"refnet R32","Komerční"]
["KHRAM22M65T",6059,"refnet R32","Komerční"]
["KHRP26A250T",13992,"sada spojů pro krabice s přepínačem větví (BS)","Komerční"]
["KHRQ127H",6278,"starý typ","Komerční"]
["KHRQ22M20T",4244,"sada potrubí REFNET","Komerční"]
["KHRQ22M20TA",4244,"sada potrubí REFNET","Komerční"]
["KHRQ22M29H",7935,"rozdělovač REFNET","Komerční"]
["KHRQ22M29T9",4955,"rozbovač REFNET","Komerční"]
["KHRQ22M64H",9833,"rozdělovač REFNET","Komerční"]
["KHRQ22M64T",4669,"rozbočovač REFNET","Komerční"]
["KHRQ22M75H",12939,"rozdělovač REFNET","Komerční"]
["KHRQ22M75T",8194,"rozbočovač REFNET","Komerční"]
["KHRQ23M20T",5519,"rozbočovač REFNET","Komerční"]
["KHRQ23M29H",11179,"rozdělovač REFNET","Komerční"]
["KHRQ23M29T9",6278,"rozbočovač REFNET","Komerční"]
["KHRQ23M64H",13595,"rozdělovač REFNET","Komerční"]
["KHRQ23M64T",10247,"rozbočovač REFNET","Komerční"]
["KHRQ23M75H",19183,"rozdělovač REFNET","Komerční"]
["KHRQ23M75T",14284,"rozbočovač REFNET","Komerční"]
["KHRQ250H7",7177,"rozdělovač REFNET","Komerční"]
["KHRQ58H",4210,"sada potrubí REFNET","Komerční"]
["KHRQ58T",3036,"rozhraní KNX pro Split","Komerční"]
["KHRQM22M20T",4210,"rozbočovač REFNET","Komerční"]
["KHRQM22M29H",7935,"rozbočovač REFNET","Komerční"]
["KHRQM22M29H9",9291,"refnet","Komerční"]
["KHRQM22M29T",5660,"rozbočovač REFNET","Komerční"]
["KHRQM22M64H",9833,"rozbočovač REFNET","Komerční"]
["KHRQM22M64T",4669,"rozbočovač REFNET","Komerční"]
["KHRQM22M75H",12939,"rozbočovač REFNET","Komerční"]
["KHRQM22M75T",8419,"rozbočovač REFNET","Komerční"]
["KHRQM23M20T",5519,"rozbočovač REFNET","Komerční"]
["KHRQM23M29H",11179,"rozbočovač REFNET","Komerční"]
["KHRQM23M29T",6278,"rozbočovač REFNET","Komerční"]
["KHRQM23M64H",13595,"rozbočovač REFNET","Komerční"]
["KHRQM23M64T",10247,"rozbočovač REFNET","Komerční"]
["KHRQM23M75H",19132,"rozbočovač REFNET","Komerční"]
["KHRQM23M75T",14284,"rozbočovač REFNET","Komerční"]
["KITSB260-M12",496,"U+ WK2                                  ","Chladírenství"]
["KITVALVNS-063XBX",32795,"U+ CONACQ+ KITSUP                       ","Chladírenství"]
["KITVALVNS-880YBX",32795,"U+ CONACQ                               ","Chladírenství"]
["KITVALVNS-882YBX",26932,"U+ WK2+ KITSUP                          ","Komerční"]
["KJB111A",966,"upevňovací krabice","Komerční"]
["KJB212A",2849,"upevňovací krabice","Komerční"]
["KJB311A",2964,"upevňovací krabice","Komerční"]
["KJB411A",5120,"instalační skříň   ","Komerční"]
["K-KDU303KVE",15582,"čerpadlo kondenzátu","Komerční"]
["K-KDU572EVE",14113,"čerpadlo kondenzátu","Komerční"]
["K-KDU572KVE",19722,"čerpadlo kondenzátu","Komerční"]
["KKSA26A560",2759,"ACC<QA/VRV<OTHERS","Komerční"]
["KKSB26B1",2278,"ACC<QA/VRV<OTHERS","Komerční"]
["KLIC-DDV3",7604,"Rozhraní KNX pro Split","Komerční"]
["KLIC-DI",8576,"Rozhraní KNX pro Sky Air a VRV","Komerční"]
["KLIC-DI_V2",8576,"Rozhraní KNX pro Sky Air a VRV","Komerční"]
["KNME043B4",6091,"filtr pro čističku vzduchu","Komerční"]
["KNME080A4",1600,"filtr pro čističku vzduchu","Komerční"]
["KNME998",1793,"filtr pro čističku vzduchu","Komerční"]
["KPMH974A42",8151,"ACC<SPLIT<OTHERS","Komerční"]
["KPMH974B403",2865,"ACC<SPLIT<OTHERS","Komerční"]
["KPMH974B43",8151,"ACC<SPLIT<OTHERS","Komerční"]
["KRC19-26",2069,"mechanický volič vytápění/chlazení","Komerční"]
["KRCS01-1",3036,"kabelový snímač teploty místnosti","Komerční"]
["KRCS01-4",3036,"kabelový snímač teploty místnosti","Komerční"]
["KRCS01-5B",3036,"kabelový snímač teploty místnosti","Komerční"]
["KRCS01-6B",4509,"kabelový snímač teploty místnosti","Komerční"]
["KRCS01-7B",3036,"kabelový snímač teploty místnosti","Komerční"]
["KRCS01-8B",3036,"kabelový snímač teploty místnosti","Komerční"]
["KRP067A41",3978,"UA+ KITSUP + MON TEN                    ","Komerční"]
["KRP1B54",6107,"kabelový adaptér se dvěma výstupními signály","Komerční"]
["KRP1B56",5106,"kabelový adaptér se dvěma výstupními signály","Komerční"]
["KRP1B57",5176,"kabelový adaptér se dvěma výstupními signály","Komerční"]
["KRP1B61",6591,"kabelový adaptér se 4 výstupními signály","Komerční"]
["KRP1B97",5728,"instalační skříň pro adaptér PCB","Komerční"]
["KRP1BA58",5728,"instalační skříň pro adaptér PCB","Komerční"]
["KRP1BB101",2448,"instalační skříň pro adaptér PCB","Komerční"]
["KRP1BC101",628,"instalační skříň pro adaptér PCB","Komerční"]
["KRP1C64",6600,"adaptér kabeláže","Komerční"]
["KRP1C65",8596,"adaptér kabeláže","Komerční"]
["KRP1C96",4141,"instalační skříň pro adaptér PCB","Komerční"]
["KRP1D93A",5519,"instalační skříň pro adaptér PCB","Komerční"]
["KRP1H98A",1864,"instalační skříň pro adaptér PCB","Komerční"]
["KRP2A51",12489,"adaptér pro centralizované monitorování a regulaci","Komerční"]
["KRP2A52",12489,"adaptér pro centralizované monitorování a regulaci","Komerční"]
["KRP2A53",12489,"adaptér pro centralizované monitorování a regulaci","Komerční"]
["KRP2A61",12245,"adaptér pro elektronické zařízení","Komerční"]
["KRP413A1S",7555,"kabelový adaptér","Komerční"]
["KRP4A51",6349,"adaptér pro skupinové ovláádání","Komerční"]
["KRP4A52",6349,"adaptér pro skupinové ovláádání","Komerční"]
["KRP4A53",6349,"adaptér pro skupinové ovláádání","Komerční"]
["KRP4A54",6349,"adaptér pro skupinové ovláádání","Komerční"]
["KRP4A54-9",6349,"adaptér pro skupinové ovláádání","Komerční"]
["KRP4A93",4830,"instalační skříň pro adaptér PCB","Komerční"]
["KRP4A96",2380,"instalační skříň pro adaptér PCB","Komerční"]
["KRP4AA95",2310,"instalační skříň pro adaptér PCB","Komerční"]
["KRP4B93",4830,"instalační box pro adapt. PCB","Komerční"]
["KRP50-2",7314,"adaptér PBC","Komerční"]
["KRP58M3",7040,"souprava adaptérů","Komerční"]
["KRP58M51",7040,"souprava adaptérů","Komerční"]
["KRP928A2S",10247,"adaptér rozhraní pro DIII-net","Komerční"]
["KRP980A1",1311,"adaptér rozhraní pro DIII-net","Komerční"]
["LCBKQ3AV19",160746,"UB+ WK1                                 ","Chladírenství"]
["LMSEY1A09AVM01",67361,"Zanotti bi-block I/U                    ","Chladírenství"]
["LMSEY1A13AVM01",75880,"UA+ KITSUP                              ","Chladírenství"]
["LMSEY2A19AYE01",121490,"UA+ KITSUP + MON TEN                    ","Chladírenství"]
["LMSEY2A25AYE01",136708,"UA                                      ","Chladírenství"]
["LREN10AY1",1029641,"UA+ KITSUP                              ","Chladírenství"]
["LREN12AY1",1061158,"UA+ KITSUP + MON TEN                    ","Chladírenství"]
["LREN8AY1",966698,"U+WK1                                   ","Chladírenství"]
["LREQ10BY1",470397,"venkovní jednotka ZEAS 400V","Chladírenství"]
["LREQ12BY1",510749,"venkovní jednotka ZEAS 400V","Chladírenství"]
["LREQ15BY1",638551,"venkovní jednotka ZEAS 400V","Chladírenství"]
["LREQ15BY1R",638551,"UA                                      ","Chladírenství"]
["LREQ20BY1",717250,"venkovní jednotka ZEAS 400V","Chladírenství"]
["LREQ20BY1R",717250,"UA+ WK1+ KITSUP + MON TEN               ","Chladírenství"]
["LREQ5BY1",323967,"venkovní jednotka ZEAS 400V","Chladírenství"]
["LREQ6BY1",366252,"venkovní jednotka ZEAS 400V","Chladírenství"]
["LREQ8BY1",413140,"venkovní jednotka ZEAS 400V","Chladírenství"]
["LRLEQ3BY1",202906,"kondenzační jednotka ZEAS 400V","Chladírenství"]
["LRLEQ4BY1",229732,"kondenzační jednotka ZEAS 400V","Chladírenství"]
["LRMEQ3BY1",188750,"venkovní jednotka Mini-ZEAS 400V","Chladírenství"]
["LRMEQ4BY1",213705,"venkovní jednotka Mini-ZEAS 400V","Chladírenství"]
["LRNUN5AY1",365016,"UA+ KITSUP                              ","Chladírenství"]
["LRYEN10AY1",1072794,"UB+ KITSUP                              ","Chladírenství"]
["LRYEQ16AY",878266,"UA+ KITSUP + MON TEN                    ","Chladírenství"]
["MACAO100_EU_403755",93337,"UB+ KITSUP + MON TEN                    ","Chladírenství"]
["MACAO145_EU_403756",99396,"U+WK3                                   ","Chladírenství"]
["MACAO210_EU_403757",120750,"U+WK3                                   ","Chladírenství"]
["MALTA145_EU_403758",98918,"UA+ KITSUP                              ","Chladírenství"]
["MALTA185_EU_403759",102285,"UB+ KITSUP                              ","Chladírenství"]
["MAS106EA23XH",60230,"-","Chladírenství"]
["MAS107EA23XH",66460,"-","Chladírenství"]
["MAS211EA23XH",81961,"-","Chladírenství"]
["MAS320BB23TE",124005,"-","Chladírenství"]
["MAS320EB23TE",129931,"-","Chladírenství"]
["MAS320EB23XH",106832,"-","Chladírenství"]
["MAS430BB24TE",194669,"-","Chladírenství"]
["MAS430EB13XX",161339,"UB+ KITSUP + MON TEN                    ","Chladírenství"]
["MAS430EB24TE",200849,"-","Chladírenství"]
["MAS430EB24XH",179117,"-","Chladírenství"]
["MAS535BB24TE",238284,"-","Chladírenství"]
["MAS535EB13XX",195127,"UB+ KITSUP                              ","Chladírenství"]
["MAS535EB24TE",253733,"-","Chladírenství"]
["MAS535EB24XH",220046,"-","Chladírenství"]
["MAS545BB24TE",247604,"-","Chladírenství"]
["MAS545EB13XX",220962,"U+WK3                                   ","Chladírenství"]
["MAS545EB24TE",262395,"-","Chladírenství"]
["MAS545EB24XH",245172,"-","Chladírenství"]
["MAS660BB24TE",329210,"-","Chladírenství"]
["MAS660EB13XX",288081,"UB+ KITSUP + MON TEN                    ","Chladírenství"]
["MAS660EB24TE",335593,"-","Chladírenství"]
["MAS660EB24XH",316495,"-","Chladírenství"]
["MCKCW2T3VN",5472,"-","Chladírenství"]
["MDB106EA11XXA",51967,"-","Chladírenství"]
["MDB106EA11XXB",22279,"-","Chladírenství"]
["MDB106EA12XXA",54797,"Zanotti Bi-block O/U","Chladírenství"]
["MDB106EA12XXB",23470,"Zanotti Bi-block I/U","Chladírenství"]
["MDB107EA11XXA",56970,"-","Chladírenství"]
["MDB107EA11XXB",24407,"-","Chladírenství"]
["MDB107EA12XXA",62189,"Zanotti Bi-block O/U","Chladírenství"]
["MDB107EA12XXB",26652,"Zanotti Bi-block I/U","Chladírenství"]
["MDB212EB11XXA",67833,"-","Chladírenství"]
["MDB212EB11XXB",29080,"-","Chladírenství"]
["MDB212EB12XXA",73329,"Zanotti Bi-block O/U","Chladírenství"]
["MDB212EB12XXB",31425,"Zanotti Bi-block I/U","Chladírenství"]
["MDB213EB12XXA",74163,"-","Chladírenství"]
["MDB213EB12XXB",31760,"-","Chladírenství"]
["MDB221NO350FA",65316,"ACC<QA/VRV<MULTI-ZONING                 ","Chladírenství"]
["MDB221NO350FB",28001,"ACC<QA/VRV<ADAPTER                      ","Chladírenství"]
["MDB315EB13XXA",84732,"Zanotti Bi-block O/U","Chladírenství"]
["MDB315EB13XXB",36300,"Zanotti Bi-block I/U","Chladírenství"]
["MDB320EB13XXA",90069,"Zanotti Bi-block O/U","Chladírenství"]
["MDB320EB13XXB",38588,"Zanotti Bi-block I/U","Chladírenství"]
["MDB425EB13XXA",138187,"Zanotti Bi-block O/U","Chladírenství"]
["MDB425EB13XXB",59207,"Zanotti Bi-block I/U","Chladírenství"]
["MDB530EB13XXA",174914,"Zanotti Bi-block O/U","Chladírenství"]
["MDB530EB13XXB",74947,"Zanotti Bi-block I/U","Chladírenství"]
["MDB635EB13XXA",212466,"Zanotti Bi-block O/U","Chladírenství"]
["MDB635EB13XXB",91057,"Zanotti Bi-block I/U","Chladírenství"]
["MDB645EB13XXA",246040,"Zanotti Bi-block O/U","Chladírenství"]
["MDB645EB13XXB",105458,"Zanotti Bi-block I/U","Chladírenství"]
["MDB706EB13XXA",293583,"Zanotti Bi-block O/U","Chladírenství"]
["MDB706EB13XXB",125804,"Zanotti Bi-block I/U","Chladírenství"]
["MDB707EB13XXA",311920,"Zanotti Bi-block O/U","Chladírenství"]
["MDB707EB13XXB",133695,"Zanotti Bi-block I/U","Chladírenství"]
["MERCA",4830,"REFR-S<Wineblock<N/A                    ","Chladírenství"]
["MGM103EA11SA",38042,"ACC<QA/VRV<MULTI-ZONING                 ","Chladírenství"]
["MGM103EA11SE",50391,"U                                       ","Chladírenství"]
["MGM103EA11XA",49030,"U                                       ","Chladírenství"]
["MGM103EA11XE",48594,"U                                       ","Chladírenství"]
["MGM103EA12SA",55201,"U                                       ","Chladírenství"]
["MGM103EA12SE",56582,"U                                       ","Chladírenství"]
["MGM103EA12XE",54842,"U                                       ","Chladírenství"]
["MGM103EA22XE",57688,"U+PRS LPF+PRS HPF+WK1                   ","Chladírenství"]
["MGM103EA51SA",56112,"U+PRS LPF+PRS HPF+WK1                   ","Chladírenství"]
["MGM103EA51SE",57496,"U+PRS LPF+PRS HPF+WK1                   ","Chladírenství"]
["MGM103EA51XA",54372,"U+PRS LPF+PRS HPF+WK1                   ","Chladírenství"]
["MGM103EA51XE",55754,"U+PRS LPF+PRS HPF+WK1                   ","Chladírenství"]
["MGM105EA11SA",38651,"U+PRS LPF+PRS HPF+WK1                   ","Chladírenství"]
["MGM105EA11SE",51193,"U                                       ","Chladírenství"]
["MGM105EA11XA",49891,"U                                       ","Chladírenství"]
["MGM105EA11XE",38194,"U+PRS LPF+PRS HPF+WK1                   ","Chladírenství"]
["MGM105EA12SA",56003,"U+PRS LPF+PRS HPF+WK1                   ","Chladírenství"]
["MGM105EA12SE",57384,"U+PRS LPF+PRS HPF+WK1                   ","Chladírenství"]
["MGM105EA12XA",41892,"U+PRS LPF+PRS HPF+WK1                   ","Chladírenství"]
["MGM105EA22XE",58517,"U+PRS LPF+PRS HPF+WK1                   ","Chladírenství"]
["MGM105EA51SA",57024,"REFR-S<Wineblock<N/A                    ","Chladírenství"]
["MGM105EA51SE",58407,"REFR-S<Wineblock<N/A                    ","Chladírenství"]
["MGM105EA51XA",55284,"REFR-S<Wineblock<N/A                    ","Chladírenství"]
["MGM105EA51XE",56665,"REFR-S<Wineblock<N/A                    ","Chladírenství"]
["MGM106EA11SA",39967,"REFR-S<Wineblock<N/A                    ","Chladírenství"]
["MGM106EA11SE",52851,"REFR-S<Wineblock<N/A                    ","Chladírenství"]
["MGM106EA11XA",51615,"U                                       ","Chladírenství"]
["MGM106EA11XE",51110,"REFR-S<Wineblock<N/A                    ","Chladírenství"]
["MGM106EA12SA",57660,"REFR-S<Wineblock<N/A                    ","Chladírenství"]
["MGM106EA12SE",59044,"REFR-S<Wineblock<N/A                    ","Chladírenství"]
["MGM106EA12XA",43210,"REFR-S<Wineblock<N/A                    ","Chladírenství"]
["MGM106EA12XE",57302,"REFR-S<Wineblock<N/A                    ","Chladírenství"]
["MGM106EA13SA",51470,"REFR-S<Wineblock<N/A                    ","Chladírenství"]
["MGM106EA13SE",52851,"REFR-S<Wineblock<N/A                    ","Chladírenství"]
["MGM106EA13XA",49727,"REFR-S<Wineblock<N/A                    ","Chladírenství"]
["MGM106EA13XE",51110,"REFR-S<Wineblock<N/A                    ","Chladírenství"]
["MGM106EA22XE",60177,"U+PRS LPF+PRS HPF+WK1                   ","Chladírenství"]
["MGM106EA51SA",58933,"U+PRS LPF+PRS HPF+WK1                   ","Chladírenství"]
["MGM106EA51SE",60314,"U+PRS LPF+PRS HPF+WK1                   ","Chladírenství"]
["MGM106EA51XA",57190,"U                                       ","Chladírenství"]
["MGM106EA51XE",58572,"U                                       ","Chladírenství"]
["MGM107EA11SE",57081,"U                                       ","Chladírenství"]
["MGM107EA11XA",55924,"U                                       ","Chladírenství"]
["MGM107EA11XE",55313,"U+PRS LPF+PRS HPF+WK1                   ","Chladírenství"]
["MGM107EA12SA",61889,"U+PRS LPF+PRS HPF+WK1                   ","Chladírenství"]
["MGM107EA12SE",63271,"U+PRS LPF+PRS HPF+WK1                   ","Chladírenství"]
["MGM107EA12XA",46451,"U+PRS LPF+PRS HPF+WK1                   ","Chladírenství"]
["MGM107EA12XE",61531,"REFR-S<Wineblock<N/A                    ","Chladírenství"]
["MGM107EA22XE",64406,"REFR-S<Wineblock<N/A                    ","Chladírenství"]
["MGM107EA51SA",63796,"REFR-S<Wineblock<N/A                    ","Chladírenství"]
["MGM107EA51SE",65179,"REFR-S<Wineblock<N/A                    ","Chladírenství"]
["MGM107EA51XA",62056,"REFR-S<Wineblock<N/A                    ","Chladírenství"]
["MGM107EA51XE",63438,"REFR-S<Wineblock<N/A                    ","Chladírenství"]
["MGM110EA11SA",44374,"REFR-S<Wineblock<N/A                    ","Chladírenství"]
["MGM110EA11SE",58601,"REFR-S<Wineblock<N/A                    ","Chladírenství"]
["MGM110EA11XA",57515,"U                                       ","Chladírenství"]
["MGM110EA11XE",56860,"REFR-S<Wineblock<N/A                    ","Chladírenství"]
["MGM110EA12SA",63411,"REFR-S<Wineblock<N/A                    ","Chladírenství"]
["MGM110EA12SE",64792,"REFR-S<Wineblock<N/A                    ","Chladírenství"]
["MGM110EA12XA",47615,"REFR-S<Wineblock<N/A                    ","Chladírenství"]
["MGM110EA12XE",63049,"REFR-S<Wineblock<N/A                    ","Chladírenství"]
["MGM110EA22XE",65926,"REFR-S<Wineblock<N/A                    ","Chladírenství"]
["MGM110EA51SA",65538,"REFR-S<Wineblock<N/A                    ","Chladírenství"]
["MGM110EA51SE",66921,"VRV<CONDENSER<H/P                       ","Chladírenství"]
["MGM110EA51XA",63796,"VRV<CONDENSER<H/P                       ","Chladírenství"]
["MGM110EA51XE",65179,"-","Chladírenství"]
["MGM1280Y1AAA",61210,"VRV<COMP<H/R                            ","Chladírenství"]
["MGM1280Y1AAB",61294,"VRV<COMP<H/R                            ","Chladírenství"]
["MGM1280Y1WAA",71055,"-","Chladírenství"]
["MGM1280Y1WAB",73238,"-","Chladírenství"]
["MGM211EA11SA",58000,"-","Chladírenství"]
["MGM211EA11SE",76402,"-","Chladírenství"]
["MGM211EA11XA",75682,"U                                       ","Chladírenství"]
["MGM211EA11XE",74688,"-","Chladírenství"]
["MGM211EA12SA",81074,"-","Chladírenství"]
["MGM211EA12SE",82593,"VRV<COMP<H/R                            ","Chladírenství"]
["MGM211EA12XE",80852,"VRV<COMP<H/R                            ","Chladírenství"]
["MGM211EA51SA",85856,"VRV<COMP<H/R                            ","Chladírenství"]
["MGM211EA51SE",87377,"VRV<COMP<H/R                            ","Chladírenství"]
["MGM211EA51XA",84114,"VRV<COMP<H/R                            ","Chladírenství"]
["MGM211EA51XE",85635,"VRV<COMP<H/R                            ","Chladírenství"]
["MGM212EB11SA",60078,"VRV<COMP<H/R                            ","Chladírenství"]
["MGM212EB11SE",79111,"VRV<COMP<H/R                            ","Chladírenství"]
["MGM212EB11XA",78234,"U                                       ","Chladírenství"]
["MGM212EB11XE",77398,"VRV<COMP<H/R                            ","Chladírenství"]
["MGM212EB12SA",83782,"VRV<COMP<H/R                            ","Chladírenství"]
["MGM212EB12SE",85303,"VRV<COMP<H/R                            ","Chladírenství"]
["MGM212EB12XE",83562,"VRV<COMP<H/R                            ","Chladírenství"]
["MGM212EB22XE",87430,"VRV<COMP<H/R                            ","Chladírenství"]
["MGM212EB51SA",88978,"REFR-Stationary<Freezer<Rio<H           ","Chladírenství"]
["MGM212EB51SE",90497,"REFR-Stationary<Freezer<Rio<S           ","Chladírenství"]
["MGM212EB51XA",87237,"VRV<COMP<H/P                            ","Chladírenství"]
["MGM212EB51XE",88758,"VRV<COMP<H/P                            ","Chladírenství"]
["MGM2210Y1AAA",92048,"ACC<QA/VRV<MULTI-ZONING                 ","Chladírenství"]
["MGM2210Y1AAB",76638,"VRV<COMP<H/R                            ","Chladírenství"]
["MGM2210Y1WAA",85472,"VRV<COMP<H/R                            ","Chladírenství"]
["MGM2210Y1WAB",87777,"VRV<COMP<H/R                            ","Chladírenství"]
["MGM315EB11SA",71323,"VRV<COMP<UNIFIED                        ","Chladírenství"]
["MGM315EB11SE",93816,"ACC<QA/VRV<MULTI-ZONING                 ","Chladírenství"]
["MGM315EB11XA",93252,"U                                       ","Chladírenství"]
["MGM315EB11XE",71069,"ACC<CONTROL SYST<GATEWAY3               ","Chladírenství"]
["MGM315EB13SA",104457,"ACC<CONTROL SYST<GATEWAY                ","Chladírenství"]
["MGM315EB13SE",106117,"ACC<CONTROL SYST<GATEWAY                ","Chladírenství"]
["MGM315EB13XE",104375,"IO print, tbv GBS en Bivalente werking  ","Chladírenství"]
["MGM315EB23XE",109792,"ACC<CONTROL SYST<GATEWAY                ","Chladírenství"]
["MGM315EB51SA",105729,"ACC<CONTROL SYST<GATEWAY                ","Chladírenství"]
["MGM315EB51SE",107387,"ACC<CONTROL SYST<GATEWAY                ","Chladírenství"]
["MGM315EB51XA",103989,"VRV<COMP<H/P                            ","Chladírenství"]
["MGM315EB51XE",105647,"VRV<COMP<H/P                            ","Chladírenství"]
["MGM320EB11SA",74513,"VRV<COMP<H/P                            ","Chladírenství"]
["MGM320EB11SE",97936,"VRV<COMP<H/P                            ","Chladírenství"]
["MGM320EB11XA",97462,"U                                       ","Chladírenství"]
["MGM320EB11XE",96165,"SPLIT<COMP<H/P                          ","Chladírenství"]
["MGM320EB13SA",108576,"SPLIT<COMP<H/P                          ","Chladírenství"]
["MGM320EB13SE",110235,"SPLIT<COMP<H/P                          ","Chladírenství"]
["MGM320EB13XA12",106835,"SPLIT<COMP<H/P                          ","Chladírenství"]
["MGM320EB13XE",108493,"SPLIT<COMP<H/P                          ","Chladírenství"]
["MGM320EB23XE",113884,"SPLIT<COMP<H/P                          ","Chladírenství"]
["MGM320EB51SA",110456,"SPLIT<COMP<H/P                          ","Chladírenství"]
["MGM320EB51SE",112115,"SPLIT<COMP<H/P                          ","Chladírenství"]
["MGM320EB51XA",108716,"SPLIT<COMP<H/P                          ","Chladírenství"]
["MGM320EB51XE",110374,"-","Chladírenství"]
["MGS103EA11SXA",36321,"SPLIT<COMP<H/P                          ","Chladírenství"]
["MGS103EA11SXB",14817,"-","Chladírenství"]
["MGS103EA11XXA",34580,"SPLIT<COMP<H/P                          ","Chladírenství"]
["MGS103EA11XXB",14817,"-","Chladírenství"]
["MGS103EA12SXA",40882,"SPLIT<COMP<H/P                          ","Chladírenství"]
["MGS103EA12SXB",14817,"SPLIT<COMP<H/P                          ","Chladírenství"]
["MGS103EA12XXA",39151,"U+PRS VNT+RES CAR                       ","Chladírenství"]
["MGS103EA12XXB",16774,"U                                       ","Chladírenství"]
["MGS103EA51SXA",43729,"SPLIT<COMP<H/P                          ","Chladírenství"]
["MGS103EA51SXB",14817,"-","Chladírenství"]
["MGS103EA51XXA",41987,"SPLIT<COMP<H/P                          ","Chladírenství"]
["MGS103EA51XXB",14817,"-","Chladírenství"]
["MGS103EA52SXA",48291,"SPLIT<COMP<H/P                          ","Chladírenství"]
["MGS103EA52SXB",14817,"SPLIT<COMP<H/P                          ","Chladírenství"]
["MGS103EA52XXA",46549,"SPLIT<COMP<H/P                          ","Chladírenství"]
["MGS103EA52XXB",14817,"-","Chladírenství"]
["MGS105EA11SXA",40081,"SPLIT<COMP<H/P                          ","Chladírenství"]
["MGS105EA11SXB",16419,"SPLIT<COMP<H/P                          ","Chladírenství"]
["MGS105EA11XXA",38340,"SPLIT<COMP<H/P                          ","Chladírenství"]
["MGS105EA11XXB",16419,"-","Chladírenství"]
["MGS105EA12SXA",44643,"SPLIT<COMP<H/P                          ","Chladírenství"]
["MGS105EA12SXB",16419,"SPLIT<COMP<H/P                          ","Chladírenství"]
["MGS105EA12XXA",46163,"U+WK1                                   ","Chladírenství"]
["MGS105EA12XXB",19736,"U+WK1                                   ","Chladírenství"]
["MGS105EA51SXA",48291,"SPLIT<COMP<H/P                          ","Chladírenství"]
["MGS105EA51SXB",16419,"-","Chladírenství"]
["MGS105EA51XXA",46549,"SPLIT<COMP<H/P                          ","Chladírenství"]
["MGS105EA51XXB",16419,"SPLIT<COMP<H/P                          ","Chladírenství"]
["MGS105EA52SXA",52851,"SPLIT<COMP<H/P                          ","Chladírenství"]
["MGS105EA52SXB",16419,"SPLIT<COMP<H/P                          ","Chladírenství"]
["MGS105EA52XXA",51110,"SPLIT<COMP<H/P                          ","Chladírenství"]
["MGS105EA52XXB",16419,"SPLIT<COMP<H/P                          ","Chladírenství"]
["MGS106EA11SXA",40634,"SPLIT<COMP<H/P                          ","Chladírenství"]
["MGS106EA11SXB",16668,"Emura II - Alpha                        ","Chladírenství"]
["MGS106EA11XXA",38892,"SPLIT<COMP<H/P                          ","Chladírenství"]
["MGS106EA11XXB",16668,"SPLIT<COMP<H/P                          ","Chladírenství"]
["MGS106EA12SXA",45194,"Emura II - Alpha                        ","Chladírenství"]
["MGS106EA12SXB",16668,"SPLIT<COMP<H/P                          ","Chladírenství"]
["MGS106EA12XXA",43592,"U+WK1                                   ","Chladírenství"]
["MGS106EA12XXB",18697,"U+WK1                                   ","Chladírenství"]
["MGS106EA51SXA",48981,"SPLIT<COMP<H/P                          ","Chladírenství"]
["MGS106EA51SXB",16668,"SPLIT<COMP<H/P                          ","Chladírenství"]
["MGS106EA51XXA",47238,"-","Chladírenství"]
["MGS106EA51XXB",16668,"SPLIT<COMP<H/P                          ","Chladírenství"]
["MGS106EA52SXA",53542,"SPLIT<COMP<H/P                          ","Chladírenství"]
["MGS106EA52SXB",16668,"SPLIT<COMP<H/P<RXM                      ","Chladírenství"]
["MGS106EA52XXA",51801,"SPLIT<COMP<H/P                          ","Chladírenství"]
["MGS106EA52XXB",16668,"SPLIT<COMP<H/P                          ","Chladírenství"]
["MGS107EA11SXA",43011,"SPLIT<COMP<H/P<RXM                      ","Chladírenství"]
["MGS107EA11SXB",17690,"SPLIT<COMP<H/P                          ","Chladírenství"]
["MGS107EA11XXA",41270,"SPLIT<COMP<H/P                          ","Chladírenství"]
["MGS107EA11XXB",17690,"-","Chladírenství"]
["MGS107EA12SXA",47571,"SPLIT<COMP<H/P<RXM                      ","Chladírenství"]
["MGS107EA12SXB",17690,"SPLIT<COMP<H/P                          ","Chladírenství"]
["MGS107EA12XSA",45829,"SPLIT<COMP<H/P                          ","Chladírenství"]
["MGS107EA12XSB",19072,"-","Chladírenství"]
["MGS107EA12XXA",46046,"Zanotti Bi-block O/U                    ","Chladírenství"]
["MGS107EA12XXB",19725,"Zanotti Bi-block I/U                    ","Chladírenství"]
["MGS107EA51SXA",51855,"SPLIT<COMP<H/P<RXM                      ","Chladírenství"]
["MGS107EA51SXB",17690,"SPLIT<COMP<H/P                          ","Chladírenství"]
["MGS107EA51XXA",50114,"SPLIT<COMP<H/P<RXM                      ","Chladírenství"]
["MGS107EA51XXB",17690,"SPLIT<COMP<H/P                          ","Chladírenství"]
["MGS107EA52SXA",56418,"SPLIT<COMP<H/P                          ","Chladírenství"]
["MGS107EA52SXB",17690,"SPLIT<COMP<H/P                          ","Chladírenství"]
["MGS107EA52XXA",54676,"VRV<COMP<H/P                            ","Chladírenství"]
["MGS107EA52XXB",17690,"SPLIT<COMP<H/P                          ","Chladírenství"]
["MGS110EA11SXA",45858,"-","Chladírenství"]
["MGS110EA11SXB",18906,"SPLIT<COMP<H/P                          ","Chladírenství"]
["MGS110EA11XXA",44117,"-","Chladírenství"]
["MGS110EA11XXB",18906,"SPLIT<COMP<H/P                          ","Chladírenství"]
["MGS110EA12SXA",50420,"-","Chladírenství"]
["MGS110EA12SXB",18906,"SPLIT<COMP<H/P                          ","Chladírenství"]
["MGS110EA12XXA",48996,"U+WK1                                   ","Chladírenství"]
["MGS110EA12XXB",20984,"U+WK1                                   ","Chladírenství"]
["MGS110EA51SXA",55313,"-","Chladírenství"]
["MGS110EA51SXB",18906,"SPLIT<COMP<H/P                          ","Chladírenství"]
["MGS110EA51XXA",53569,"-","Chladírenství"]
["MGS110EA51XXB",18906,"SPLIT<COMP<H/P                          ","Chladírenství"]
["MGS110EA52SXA",59872,"SPLIT<COMP<H/P                          ","Chladírenství"]
["MGS110EA52SXB",18906,"Stylish 30 UTE R32                      ","Chladírenství"]
["MGS110EA52XXA",58131,"SPLIT<COMP<H/P                          ","Chladírenství"]
["MGS110EA52XXB",18906,"SPLIT<COMP<H/P                          ","Chladírenství"]
["MGS211EA11SXA",56334,"SPLIT<COMP<H/P                          ","Chladírenství"]
["MGS211EA11SXB",23386,"SPLIT<COMP<H/P                          ","Chladírenství"]
["MGS211EA11XXA",54593,"SPLIT<COMP<H/P                          ","Chladírenství"]
["MGS211EA11XXB",23386,"SPLIT<COMP<H/P                          ","Chladírenství"]
["MGS211EA12SXA",60895,"SPLIT<COMP<H/P                          ","Chladírenství"]
["MGS211EA12SXB",23386,"SPLIT<COMP<H/P                          ","Chladírenství"]
["MGS211EA12XXA",55459,"U+WK1                                   ","Chladírenství"]
["MGS211EA12XXB",23768,"U+WK1                                   ","Chladírenství"]
["MGS211EA51SXA",68026,"SPLIT<COMP<H/P                          ","Chladírenství"]
["MGS211EA51SXB",23386,"VRV<COMP<H/P                            ","Chladírenství"]
["MGS211EA51XXA",66284,"VRV<COMP<H/P                            ","Chladírenství"]
["MGS211EA51XXB",23386,"VRV<COMP<H/P                            ","Chladírenství"]
["MGS211EA52SXA",72588,"VRV<COMP<H/P                            ","Chladírenství"]
["MGS211EA52SXB",23386,"VRV<COMP<H/P                            ","Chladírenství"]
["MGS211EA52XXA",70846,"-","Chladírenství"]
["MGS211EA52XXB",23386,"VRV<COMP<H/P                            ","Chladírenství"]
["MGS212EB11SXA",59900,"-","Chladírenství"]
["MGS212EB11SXB",24932,"VRV<COMP<H/P                            ","Chladírenství"]
["MGS212EB11XXA",58158,"-","Chladírenství"]
["MGS212EB11XXB",24932,"VRV<COMP<H/P                            ","Chladírenství"]
["MGS212EB12SXA",64462,"VRV<COMP<H/P                            ","Chladírenství"]
["MGS212EB12SXB",24932,"-","Chladírenství"]
["MGS212EB12XXA",63249,"U+WK1                                   ","Chladírenství"]
["MGS212EB12XXB",27117,"U+WK1                                   ","Chladírenství"]
["MGS212EB51SXA",72339,"VRV<COMP<H/P                            ","Chladírenství"]
["MGS212EB51SXB",24932,"VRV<COMP<H/P                            ","Chladírenství"]
["MGS212EB51XXA",70599,"-","Chladírenství"]
["MGS212EB51XXB",24932,"VRV<COMP<H/P                            ","Chladírenství"]
["MGS212EB52SXA",76900,"VRV<COMP<H/P                            ","Chladírenství"]
["MGS212EB52SXB",24932,"-","Chladírenství"]
["MGS212EB52XXA",75159,"VRV<COMP<H/P                            ","Chladírenství"]
["MGS212EB52XXB",24932,"VRV<COMP<H/P                            ","Chladírenství"]
["MGS213EB12XXA",69881,"VRV<COMP<H/P                            ","Chladírenství"]
["MGS213EB12XXB",29968,"VRV<COMP<H/P                            ","Chladírenství"]
["MGS315EB11SXA",68082,"VRV<COMP<H/P                            ","Chladírenství"]
["MGS315EB11SXB",28443,"VRV<COMP<H/P                            ","Chladírenství"]
["MGS315EB11XXA",66340,"VRV<COMP<H/P                            ","Chladírenství"]
["MGS315EB11XXB",28443,"VRV<COMP<H/P                            ","Chladírenství"]
["MGS315EB13SXA",78752,"VRV<COMP<H/P                            ","Chladírenství"]
["MGS315EB13SXB",28443,"VRV<COMP<H/P                            ","Chladírenství"]
["MGS315EB13XXA",76079,"U+WK3                                   ","Chladírenství"]
["MGS315EB13XXB",32619,"U+WK3                                   ","Chladírenství"]
["MGS315EB51SXA",82317,"VRV<COMP<H/P                            ","Chladírenství"]
["MGS315EB51SXB",28443,"VRV<COMP<H/P                            ","Chladírenství"]
["MGS315EB51XXA",80575,"VRV<COMP<H/P                            ","Chladírenství"]
["MGS315EB51XXB",28443,"VRV<COMP<H/P                            ","Chladírenství"]
["MGS315EB52SXA",82317,"VRV<COMP<H/P                            ","Chladírenství"]
["MGS315EB52SXB",28443,"VRV<COMP<H/P                            ","Chladírenství"]
["MGS315EB52XXA",80575,"VRV<COMP<H/P                            ","Chladírenství"]
["MGS315EB52XXB",28443,"VRV<COMP<H/P                            ","Chladírenství"]
["MGS320EB11SXA",72339,"VRV<COMP<H/P                            ","Chladírenství"]
["MGS320EB11SXB",30240,"VRV<COMP<H/P                            ","Chladírenství"]
["MGS320EB11XXA",70599,"VRV<COMP<H/P                            ","Chladírenství"]
["MGS320EB11XXB",30240,"VRV<COMP<H/P                            ","Chladírenství"]
["MGS320EB13SXA",83009,"VRV<COMP<H/P                            ","Chladírenství"]
["MGS320EB13SXB",30240,"VRV<COMP<H/P                            ","Chladírenství"]
["MGS320EB13XXA",80456,"U+WK3                                   ","Chladírenství"]
["MGS320EB13XXB",34477,"U+WK3                                   ","Chladírenství"]
["MGS320EB51SXA",87458,"VRV<COMP<H/P                            ","Chladírenství"]
["MGS320EB51SXB",30240,"VRV<COMP<H/P                            ","Chladírenství"]
["MGS320EB51XXA",85717,"VRV<COMP<H/P                            ","Chladírenství"]
["MGS320EB51XXB",30240,"VRV<COMP<H/P                            ","Chladírenství"]
["MGS320EB52SXA",87458,"VRV<COMP<H/P                            ","Chladírenství"]
["MGS320EB52SXB",30240,"VRV<COMP<H/P                            ","Chladírenství"]
["MGS320EB52XXA",85717,"VRV<COMP<H/P                            ","Chladírenství"]
["MGS320EB52XXB",30240,"SPLIT<COMP<H/P                          ","Chladírenství"]
["MRS245T01B",399721,"SPLIT<COMP<H/P                          ","Chladírenství"]
["MRS351N01B",985805,"SPLIT<COMP<H/P                          ","Chladírenství"]
["MSB005EA11SX",47515,"VRV<COMP<H/P                            ","Chladírenství"]
["MSB005EA11XX",61460,"U                                       ","Chladírenství"]
["MSB005EA12SX",67540,"-","Chladírenství"]
["MSB005EA12XX",51010,"VRV<COMP<H/P                            ","Chladírenství"]
["MSB005EA51SX",69752,"VRV<COMP<H/P                            ","Chladírenství"]
["MSB005EA51XX",52733,"-","Chladírenství"]
["MSB005EA52SX",76449,"VRV<COMP<H/P                            ","Chladírenství"]
["MSB005EA52XX",74986,"-","Chladírenství"]
["MSB106EA11SX",49693,"VRV<COMP<H/P                            ","Chladírenství"]
["MSB106EA11XX",64278,"U                                       ","Chladírenství"]
["MSB106EA12SX",70321,"-","Chladírenství"]
["MSB106EA12XX",53188,"VRV<COMP<H/P                            ","Chladírenství"]
["MSB106EA51SX",72951,"VRV<COMP<H/P                            ","Chladírenství"]
["MSB106EA51XX",71487,"-","Chladírenství"]
["MSB106EA52SX",79648,"VRV<COMP<H/P                            ","Chladírenství"]
["MSB106EA52XX",78184,"-","Chladírenství"]
["MSB107EA11SX",53442,"VRV<COMP<H/P                            ","Chladírenství"]
["MSB107EA11XF",69842,"VRV<COMP<H/P                            ","Chladírenství"]
["MSB107EA11XX",69318,"U                                       ","Chladírenství"]
["MSB107EA12SX",75195,"VRV<COMP<H/P                            ","Chladírenství"]
["MSB107EA12XX",56936,"VRV<COMP<H/P                            ","Chladírenství"]
["MSB107EA51SX",78542,"VRV<COMP<H/P                            ","Chladírenství"]
["MSB107EA51XX",77077,"VRV<COMP<H/P                            ","Chladírenství"]
["MSB107EA52SX",85239,"VRV<COMP<H/P                            ","Chladírenství"]
["MSB107EA52XX",83774,"VRV<COMP<H/P                            ","Chladírenství"]
["MSB1310Y1AAA",71383,"VRV<COMP<H/P                            ","Chladírenství"]
["MSB1310Y1WAA",82952,"VRV<COMP<H/P                            ","Chladírenství"]
["MSB135N02F",92028,"VRV<COMP<H/P                            ","Chladírenství"]
["MSB210EA11SX",67930,"VRV<COMP<H/P                            ","Chladírenství"]
["MSB210EA11XX",88610,"U                                       ","Chladírenství"]
["MSB210EA12SX",94000,"VRV<COMP<H/P                            ","Chladírenství"]
["MSB210EA12XX",71424,"SKY AIR<COMP<H/P<RZA<200                ","Chladírenství"]
["MSB210EA51SX",100189,"SKY AIR<COMP<H/P<RZA<250                ","Chladírenství"]
["MSB210EA51XX",98723,"SKY AIR<COMP<H/P<RZAG<100               ","Chladírenství"]
["MSB210EA52SX",106886,"SKY AIR<COMP<H/P<RZAG<100               ","Chladírenství"]
["MSB210EA52XX",105420,"SKY AIR<COMP<H/P                        ","Chladírenství"]
["MSB212EB11SX",94240,"SKY AIR<COMP<H/P                        ","Chladírenství"]
["MSB212EB11XX",95538,"U                                       ","Chladírenství"]
["MSB212EB11XXA1",94329,"SKY AIR<COMP<H/P<RZAG<125               ","Chladírenství"]
["MSB212EB12SX",94240,"SKY AIR<COMP<H/P                        ","Chladírenství"]
["MSB212EB12XX",92773,"SKY AIR<COMP<H/P                        ","Chladírenství"]
["MSB212EB51SX",108141,"SKY AIR<COMP<H/P<RZAG<140               ","Chladírenství"]
["MSB212EB51XX",106677,"SKY AIR<COMP<H/P<RZAG<140               ","Chladírenství"]
["MSB212EB52SX",108141,"SKY AIR<COMP<H/P                        ","Chladírenství"]
["MSB212EB52XX",106677,"SKY AIR<COMP<H/P                        ","Chladírenství"]
["MSB2180Y1AAA",103730,"SKY AIR<COMP<H/P<RZAG                   ","Chladírenství"]
["MSB2180Y1WAA",120633,"SKY AIR<COMP<H/P<RZAG                   ","Chladírenství"]
["MSB315EB11SX",78973,"SKY AIR<COMP<H/P<RZAG                   ","Chladírenství"]
["MSB315EB11XX",103096,"U                                       ","Chladírenství"]
["MSB315EB13SX",115108,"SKY AIR<COMP<H/P                        ","Chladírenství"]
["MSB315EB13XX",87735,"SKY AIR<COMP<H/P                        ","Chladírenství"]
["MSB315EB51SX",116663,"SKY AIR<COMP<H/P<RZASG<100              ","Chladírenství"]
["MSB315EB51XX",115197,"SKY AIR<COMP<H/P<RZASG<100              ","Chladírenství"]
["MSB320EB11SX",87584,"SKY AIR<COMP<H/P<RZASG<125              ","Chladírenství"]
["MSB320EB11XX",114600,"U                                       ","Chladírenství"]
["MSB320EB11XXA1",112896,"SKY AIR<COMP<H/P<RZASG<140              ","Chladírenství"]
["MSB320EB13SX",126290,"SKY AIR<COMP<H/P<RZASG<140              ","Chladírenství"]
["MSB320EB13XX",96346,"SKY AIR<COMP<H/P<RZASG<071              ","Chladírenství"]
["MSB320EB51SX",129520,"SKY AIR<COMP<H/P<RZQ<200                ","Chladírenství"]
["MSB320EB51XX",128053,"SKY AIR<COMP<H/P<RZQ<250                ","Chladírenství"]
["MSB3370Y2AAA",151440,"SKY AIR<COMP<H/P<RZQG<100               ","Chladírenství"]
["MSB3370Y2WAA",176078,"SKY AIR<COMP<H/P<RZQG<100               ","Chladírenství"]
["MSB425EB11XX",165786,"U                                       ","Chladírenství"]
["MSB425EB13SX",176160,"SKY AIR<COMP<H/P<RZQG<125               ","Chladírenství"]
["MSB425EB13XX",134844,"SKY AIR<COMP<H/P<RZQG<140               ","Chladírenství"]
["MSB425EB51SX",186864,"SKY AIR<COMP<H/P<RZQG<140               ","Chladírenství"]
["MSB425EB51XX",143101,"SKY AIR<COMP<H/P<RZQG<071               ","Chladírenství"]
["MSB530EB13SX",222472,"SKY AIR<COMP<H/P<RZQG<071               ","Chladírenství"]
["MSB530EB13XX",221007,"U+WK3                                   ","Chladírenství"]
["MSB530EB51SX",255629,"SKY AIR<COMP<H/P<RZQSG<100              ","Chladírenství"]
["MSB530EB51XX",254165,"SKY AIR<COMP<H/P<RZQSG<125              ","Chladírenství"]
["MSB5820Y3AAA",268791,"SKY AIR<COMP<H/P<RZQSG<125              ","Chladírenství"]
["MSB5820Y3ABA",253223,"SKY AIR<COMP<H/P<RZQSG<140              ","Chladírenství"]
["MSB5820Y3WAA",307188,"SKY AIR<COMP<H/P<RZQSG<140              ","Chladírenství"]
["MSB5820Y3WBA",294381,"SKY AIR<COMP<H/P<RZQSG<071              ","Chladírenství"]
["MSBV05EA11XX",61293,"CHILLER<SMALL<A/C                       ","Chladírenství"]
["MSP106EA11SXA",43534,"CHILLER<SMALL<A/C                       ","Chladírenství"]
["MSP106EA11SXB",18108,"CHILLER<SMALL<A/C                       ","Chladírenství"]
["MSP106EA11TXA",50083,"CHILLER<SMALL<A/C                       ","Chladírenství"]
["MSP106EA11TXB",18108,"CHILLER<SMALL<A/C                       ","Chladírenství"]
["MSP106EA11XXA",42235,"CHILLER<SMALL<A/C                       ","Chladírenství"]
["MSP106EA11XXB",18108,"SFZ007 R134a 12VDC STB230V1 C           ","Chladírenství"]
["MSP106EA12SXA",47910,"SFZ007 R134a 12VDC RoadOnly C           ","Chladírenství"]
["MSP106EA12SXB",18108,"SFZ007 R134a 12VDC RoadOnly C           ","Chladírenství"]
["MSP106EA12TXA",54458,"-","Chladírenství"]
["MSP106EA12TXB",18108,"SFZ007 R134a 12VDC RoadOnly HE          ","Chladírenství"]
["MSP106EA12XXA",52742,"U+WK1                                   ","Chladírenství"]
["MSP106EA12XXB",22608,"U                                       ","Chladírenství"]
["MSP106EA51SXA",43534,"-","Chladírenství"]
["MSP106EA51SXB",18108,"SFZ008 R134a 12VDC RoadOnly H           ","Chladírenství"]
["MSP106EA51TXA",50083,"SFZ008 R452A 12VDC RoadOnly HGD         ","Chladírenství"]
["MSP106EA51TXB",18108,"-","Chladírenství"]
["MSP106EA51XXA",42235,"-","Chladírenství"]
["MSP106EA51XXB",18108,"-","Chladírenství"]
["MSP106EA52SXA",47910,"-","Chladírenství"]
["MSP106EA52SXB",18108,"SFZ008 R452A 12VDC STB230V1 HGD         ","Chladírenství"]
["MSP106EA52TXA",54458,"-","Chladírenství"]
["MSP106EA52TXB",18108,"-","Chladírenství"]
["MSP106EA52XXA",46612,"SFZ008e R452A 12V STB230V1 HGD          ","Chladírenství"]
["MSP106EA52XXB",18108,"-","Chladírenství"]
["MSP107EA11SXA",47432,"SFZ008e R134a 12V STB230V1 C            ","Chladírenství"]
["MSP107EA11SXB",19780,"SFZ008 R452A 12VDC STB230V1 HGD         ","Chladírenství"]
["MSP107EA11TXA",53981,"SFZ008 R452A 12VDC STB230V1 HGD LIQ     ","Chladírenství"]
["MSP107EA11TXB",19780,"SFZ008 R452A 12VDC STB230V1 H           ","Chladírenství"]
["MSP107EA11XXA",46134,"SFZ008 R452A 12VDC RoadOnly HGD         ","Chladírenství"]
["MSP107EA11XXB",19780,"SFZ008 R452A 12VDC RoadOnly HGD LIQ     ","Chladírenství"]
["MSP107EA12SXA",51808,"SFZ008 R452A 12VDC RoadOnly H           ","Chladírenství"]
["MSP107EA12SXB",19780,"-","Chladírenství"]
["MSP107EA12TXA",58356,"-","Chladírenství"]
["MSP107EA12TXB",19780,"SFZ009 R452A 12VDC RoadOnly H           ","Chladírenství"]
["MSP107EA12XXA",56753,"U+WK1                                   ","Chladírenství"]
["MSP107EA12XXB",24331,"U+WK1                                   ","Chladírenství"]
["MSP107EA51SXA",47432,"SFZ009 R134a 12VDC RoadOnly H           ","Chladírenství"]
["MSP107EA51SXB",19780,"-","Chladírenství"]
["MSP107EA51TXA",53981,"SFZ009 R452A 12VDC RoadOnly HGD         ","Chladírenství"]
["MSP107EA51TXB",19780,"-","Chladírenství"]
["MSP107EA51XXA",46134,"-","Chladírenství"]
["MSP107EA51XXB",19780,"-","Chladírenství"]
["MSP107EA52SXA",51808,"SFZ009 R134a 12VDC RoadOnly HGD         ","Chladírenství"]
["MSP107EA52SXB",19780,"-","Chladírenství"]
["MSP107EA52TXA",58356,"-","Chladírenství"]
["MSP107EA52TXB",19780,"SFZ009 Multi R452A 12VDC RoadOnly HGD N ","Chladírenství"]
["MSP107EA52XXA",50508,"-","Chladírenství"]
["MSP107EA52XXB",19780,"SFZ009 R452A 12VDC STB230V1 HGD         ","Chladírenství"]
["MSP212EA11XXB",24207,"-","Chladírenství"]
["MSP212EB11SXA",60611,"-","Chladírenství"]
["MSP212EB11TXA",67159,"SFZ009 Multi R452A 12VDC STB230V1 HGD N ","Chladírenství"]
["MSP212EB11XXA",59310,"SFZ009e R452A 12V STB230V1 HGD          ","Chladírenství"]
["MSP212EB12SXA",64985,"-","Chladírenství"]
["MSP212EB12TXA",71533,"SFZ009e Multi R452A 12V STB230V1 HGD    ","Chladírenství"]
["MSP212EB12XXA",68886,"-","Chladírenství"]
["MSP212EB12XXB",29504,"SFZ009e Multi R452A 12V STB230V1 HGD    ","Chladírenství"]
["MSP212EB51SXA",60611,"-","Chladírenství"]
["MSP212EB51TXA",67159,"SFZ009 R452A 12VDC STB230V1 HGD         ","Chladírenství"]
["MSP212EB51XXA",59310,"SFZ009 R452A 12VDC STB230V1 HGD LIQ     ","Chladírenství"]
["MSP212EB52SXA",64985,"SFZ009 R452A 12VDC STB230V1 H           ","Chladírenství"]
["MSP212EB52TXA",71533,"SFZ009 Multi R452A 12VDC STB230V1 H     ","Chladírenství"]
["MSP212EB52XXA",63686,"SFZ009 R452A 12VDC RoadOnly HGD         ","Chladírenství"]
["MSP315EB11SXA",68087,"SFZ009 R452A 12VDC RoadOnly H           ","Chladírenství"]
["MSP315EB11SXB",28636,"-","Chladírenství"]
["MSP315EB11TXA",74636,"-","Chladírenství"]
["MSP315EB11TXB",28636,"-","Chladírenství"]
["MSP315EB11XXA",64852,"SFZ009 Multi R452A 12V RoadOnly H       ","Chladírenství"]
["MSP315EB11XXB",27787,"-","Chladírenství"]
["MSP315EB13SXA",78268,"-","Chladírenství"]
["MSP315EB13SXB",28636,"-","Chladírenství"]
["MSP315EB13TXA",84818,"-","Chladírenství"]
["MSP315EB13TXB",28636,"SFZ238 R452A 12VDC STB230V1 H           ","Chladírenství"]
["MSP315EB13XXA",76312,"U+WK3                                   ","Chladírenství"]
["MSP315EB13XXB",32685,"U+WK3                                   ","Chladírenství"]
["MSP315EB51SXA",68087,"SFZ238 R452A 24VDC STB230V1 HGD LIQ     ","Chladírenství"]
["MSP315EB51SXB",28636,"SFZ238 Multi R452A 24V STB230V1 H       ","Chladírenství"]
["MSP315EB51TXA",74636,"SFZ238 R452A 24VDC RoadOnly HGD LIQ     ","Chladírenství"]
["MSP315EB51TXB",28636,"SFZ238 Multi R452A 24V RoadOnly H       ","Chladírenství"]
["MSP315EB51XXA",66788,"-","Chladírenství"]
["MSP315EB51XXB",28636,"-","Chladírenství"]
["MSP320EB11SXA",74185,"-","Chladírenství"]
["MSP320EB11SXB",31232,"-","Chladírenství"]
["MSP320EB11TXA",80733,"SFZ238 R452A 12VDC RoadOnly HGD LIQ     ","Chladírenství"]
["MSP320EB11TXB",31232,"-","Chladírenství"]
["MSP320EB11XXA",72887,"SFZ238 Multi R452A 12V RoadOnly H       ","Chladírenství"]
["MSP320EB11XXB",31232,"SFZ238 R452A 12VDC STB400V3 HGD LIQ     ","Chladírenství"]
["MSP320EB13SXA",84365,"SFZ238 Multi R452A 12V STB400V3 H       ","Chladírenství"]
["MSP320EB13SXB",31232,"SFZ238 R452A 24VDC STB400V3 HGD LIQ     ","Chladírenství"]
["MSP320EB13TXA",90915,"SFZ238 Multi R452A 24V STB400V3 H       ","Chladírenství"]
["MSP320EB13TXB",31232,"-","Chladírenství"]
["MSP320EB13XXA",82577,"U+WK3                                   ","Chladírenství"]
["MSP320EB13XXB",35405,"U+WK3                                   ","Chladírenství"]
["MSP320EB51SXA",74185,"-","Chladírenství"]
["MSP320EB51SXB",31232,"-","Chladírenství"]
["MSP320EB51TXA",80733,"-","Chladírenství"]
["MSP320EB51TXB",31232,"-","Chladírenství"]
["MSP320EB51XXA",72887,"-","Chladírenství"]
["NFZ505T21F",143246,"SFZ248 R452A 12VDC STB230V1 HGD LIQ     ","Chladírenství"]
["PARIS145_EU_403751",86315,"SFZ248 Multi R452A 12V STB230V1 H       ","Chladírenství"]
["PARIS185_EU_403752",96962,"SFZ248 Multi R452A 12V STB230V1 H       ","Chladírenství"]
["PARIS210_EU_403753",99284,"SFZ248 R452A 24VDC STB230V1 HGD LIQ     ","Chladírenství"]
["PARIS250_EU_403754",113103,"SFZ248 Multi R452A 24V STB230V1 H       ","Chladírenství"]
["PAS330BB23TE",168733,"-","Chladírenství"]
["PAS330DB23XH",131906,"-","Chladírenství"]
["PAS450BB24TE",246944,"-","Chladírenství"]
["PAS450DB24XH",220705,"-","Chladírenství"]
["PAS565BB24TE",323689,"-","Chladírenství"]
["PAS565DB24XH",304997,"-","Chladírenství"]
["PAS695BB24TE",388881,"-","Chladírenství"]
["PAS695DB24XH",364161,"-","Chladírenství"]
["PLT1CAA",4925,"-","Komerční"]
["PLT1NAA",3858,"-","Komerční"]
["PLT2CAA",6485,"-","Komerční"]
["PLT2NAA",5171,"-","Komerční"]
["PLT3CAA",7551,"-","Komerční"]
["PLT3NAA",6321,"-","Komerční"]
["PREJ040015T",4368,"plenum pro přívodní mřížku","Komerční"]
["R04084124324B",6004,"skupinový ovladač","Komerční"]
["RBRP069A61",7323,"LAN-Adapter to connect HPSU             ","Vytápění"]
["RDHV040015BKX",1324,"\"CTRL MODULE, NETPRO DUAL\"","Komerční"]
["RDXYQ5T8",126724,"výměníková část VRV","Komerční"]
["RDXYQ8T",138620,"výměníková část VRV","Komerční"]
["REMA5A",252649,"venk. jedn. VRV IV Heat Recovery 400V","Komerční"]
["REMQ5T",229162,"venk. jedn. VRV IV Heat Recovery 400V","Komerční"]
["REMQ5U",240618,"venk. jedn. VRV IV Heat Recovery 400V","Komerční"]
["REYA10A",398752,"venk. jedn. VRV IV Heat Recovery 400V","Komerční"]
["REYA12A",478396,"venk. jedn. VRV IV Heat Recovery 400V","Komerční"]
["REYA14A",567577,"venk. jedn. VRV IV Heat Recovery 400V","Komerční"]
["REYA16A",648537,"venk. jedn. VRV IV Heat Recovery 400V","Komerční"]
["REYA18A",745820,"venk. jedn. VRV IV Heat Recovery 400V","Komerční"]
["REYA20A",820406,"venk. jedn. VRV IV Heat Recovery 400V","Komerční"]
["REYA8A",364213,"venk. jedn. VRV IV Heat Recovery 400V","Komerční"]
["REYQ10T",361681,"venk. jedn. VRV IV Heat Recovery 400V","Komerční"]
["REYQ10U",379764,"venk. jedn. VRV IV Heat Recovery 400V","Komerční"]
["REYQ12T",433918,"venk. jedn. VRV IV Heat Recovery 400V","Komerční"]
["REYQ12U",455614,"venk. jedn. VRV IV Heat Recovery 400V","Komerční"]
["REYQ14T",514810,"venk. jedn. VRV IV Heat Recovery 400V","Komerční"]
["REYQ14U",540550,"venk. jedn. VRV IV Heat Recovery 400V","Komerční"]
["REYQ16T",588243,"venk. jedn. VRV IV Heat Recovery 400V","Komerční"]
["REYQ16U",617655,"venk. jedn. VRV IV Heat Recovery 400V","Komerční"]
["REYQ18T",676480,"venk. jedn. VRV IV Heat Recovery 400V","Komerční"]
["REYQ18U",710304,"venk. jedn. VRV IV Heat Recovery 400V","Komerční"]
["REYQ20T",744134,"venk. jedn. VRV IV Heat Recovery 400V","Komerční"]
["REYQ20U",781339,"venk. jedn. VRV IV Heat Recovery 400V","Komerční"]
["REYQ8T",330352,"venk. jedn. VRV IV Heat Recovery 400V","Komerční"]
["REYQ8U",346870,"venk. jedn. VRV IV Heat Recovery 400V","Komerční"]
["RIO_S68_EU_403770",16897,"Un120 Multi R452A STB400V3 H            ","Komerční"]
["RKXYQ5T8",168012,"vnitř. kompresorová jednotka VRV","Komerční"]
["RKXYQ8T",183787,"vnitř. kompresorová jednotka VRV","Komerční"]
["RLQV040015BKX",1986,"ACC<QA/VRV<MULTI-ZONING","Komerční"]
["RQEQ140P3",348104,"VRV 3 venkovní jednotka","Komerční"]
["RQEQ180P3",487325,"VRV 3 venkovní jednotka","Komerční"]
["RQEQ212P3",580150,"VRV 3 venkovní jednotka","Komerční"]
["RQYQ140P",309112,"VRV 3 venkovní jednotka","Komerční"]
["RRFR050050BTX",7212,"ACC<QA/VRV<MULTI-ZONING","Komerční"]
["RS-SE",3785,"RF čidlo","Komerční"]
["RTD-10",12160,"adaptér pro univerz. ext. řízení RTD-10","Komerční"]
["RTD-20",14571,"adaptér pro univerz. ext. řízení RTD-10","Komerční"]
["RTD-HO",12160,"adaptér Modbus RTD-HO","Komerční"]
["RTD-LT/CA",12596,"adaptér RTD-LT/CA","Komerční"]
["RTD-NET",9111,"adaptér Modbus RTD-NET","Komerční"]
["RTD-RA",7837,"adaptér Modbus RTD-RA","Komerční"]
["RTD-W",12729,"adaptér RTD-W","Komerční"]
["RTSQ8PA",368188,"VRV 3 TČ","Komerční"]
["RWEYQ10T9",388160,"vodou chlazené VRV 400V","Komerční"]
["RWEYQ12T9",415331,"vodou chlazené VRV 400V","Komerční"]
["RWEYQ14T9",444408,"vodou chlazené VRV 400V","Komerční"]
["RWEYQ8T9",347726,"vodou chlazené VRV 400V","Komerční"]
["RXA20A",41503,"Split venkovní jednotka","Rezidenční"]
["RXA20A8",41503,"Split venkovní jednotka","Rezidenční"]
["RXA20A9",41503,"Split venkovní jednotka","Rezidenční"]
["RXA25A",43660,"Split venkovní jednotka","Rezidenční"]
["RXA25A8",43660,"Split venkovní jednotka","Rezidenční"]
["RXA25A9",43660,"Split venkovní jednotka","Rezidenční"]
["RXA35A",49342,"Split venkovní jednotka","Rezidenční"]
["RXA35A8",49342,"Split venkovní jednotka","Rezidenční"]
["RXA35A9",49342,"Split venkovní jednotka","Rezidenční"]
["RXA42B",57998,"Split venkovní jednotka","Rezidenční"]
["RXA42B9",57998,"Split venkovní jednotka","Rezidenční"]
["RXA50B",66665,"Split venkovní jednotka","Rezidenční"]
["RXC20D",14769,"Split venkovní jednotka","Rezidenční"]
["RXC25D",14386,"-","Rezidenční"]
["RXC35D",17360,"Split venkovní jednotka","Rezidenční"]
["RXC50D",25723,"Split venkovní jednotka","Rezidenční"]
["RXC60D",30380,"Split venkovní jednotka","Rezidenční"]
["RXC71D",38268,"Split venkovní jednotka","Rezidenční"]
["RXF20B",16385,"-","Rezidenční"]
["RXF20C",16385,"-","Rezidenční"]
["RXF20D",16713,"Split venkovní jednotka","Rezidenční"]
["RXF20E",16713,"Split venkovní jednotka","Rezidenční"]
["RXF25C",17409,"-","Rezidenční"]
["RXF25D",17757,"Split venkovní jednotka","Rezidenční"]
["RXF25E",17757,"Split venkovní jednotka","Rezidenční"]
["RXF35A",17902,"-","Rezidenční"]
["RXF35C",17902,"-","Rezidenční"]
["RXF35D",18260,"Split venkovní jednotka","Rezidenční"]
["RXF35E",18260,"Split venkovní jednotka","Rezidenční"]
["RXF42D",21909,"Split venkovní jednotka","Rezidenční"]
["RXF42E",21909,"Split venkovní jednotka","Rezidenční"]
["RXF50B",27872,"Split venkovní jednotka","Rezidenční"]
["RXF50D",27872,"Split venkovní jednotka","Rezidenční"]
["RXF60A",32106,"-","Rezidenční"]
["RXF60B",32112,"Split venkovní jednotka","Rezidenční"]
["RXF60D",32112,"Split venkovní jednotka","Rezidenční"]
["RXF71A",47435,"Split venkovní jednotka","Rezidenční"]
["RXF71D",47435,"Split venkovní jednotka","Rezidenční"]
["RXJ20A",43579,"Split venkovní jednotka","Rezidenční"]
["RXJ20M",40262,"Split venkovní jednotka","Rezidenční"]
["RXJ20M9",40262,"-","Rezidenční"]
["RXJ25A",45842,"Split venkovní jednotka","Rezidenční"]
["RXJ25M",42424,"-","Rezidenční"]
["RXJ25M9",42424,"-","Rezidenční"]
["RXJ35A",51809,"Split venkovní jednotka","Rezidenční"]
["RXJ35M",47946,"-","Rezidenční"]
["RXJ35M9",47946,"-","Rezidenční"]
["RXJ42A",62170,"Split venkovní jednotka","Rezidenční"]
["RXJ50A",69999,"Split venkovní jednotka","Rezidenční"]
["RXJ50N",64711,"-","Rezidenční"]
["RXM20A",28091,"Split venkovní jednotka","Rezidenční"]
["RXM20N9",28091,"-","Rezidenční"]
["RXM20R",28091,"-","Rezidenční"]
["RXM20R9",28091,"Split venkovní jednotka","Rezidenční"]
["RXM25A",30585,"Split venkovní jednotka","Rezidenční"]
["RXM25N9",30585,"-","Rezidenční"]
["RXM25R",30585,"-","Rezidenční"]
["RXM25R9",30585,"Split venkovní jednotka","Rezidenční"]
["RXM35A",35804,"Split venkovní jednotka","Rezidenční"]
["RXM35N9",35804,"-","Rezidenční"]
["RXM35R",35804,"-","Rezidenční"]
["RXM35R9",35804,"Split venkovní jednotka","Rezidenční"]
["RXM42A",42944,"Split venkovní jednotka","Rezidenční"]
["RXM42N9",42944,"-","Rezidenční"]
["RXM42R",42944,"Split venkovní jednotka","Rezidenční"]
["RXM50A",46511,"Split venkovní jednotka","Rezidenční"]
["RXM50N9",46511,"-","Rezidenční"]
["RXM50R",46511,"Split venkovní jednotka","Rezidenční"]
["RXM60N9",53497,"-","Rezidenční"]
["RXM60R",53497,"Split venkovní jednotka","Rezidenční"]
["RXM71N",61488,"-","Rezidenční"]
["RXM71R",61488,"Split venkovní jednotka","Rezidenční"]
["RXMLQ8T",339226,"TČ VRV 4 venk. jednotka","Komerční"]
["RXP20N",19199,"-","Rezidenční"]
["RXP20N9",19199,"Split venkovní jednotka","Rezidenční"]
["RXP25N",20914,"-","Rezidenční"]
["RXP25N9",20914,"Split venkovní jednotka","Rezidenční"]
["RXP35N",23415,"-","Rezidenční"]
["RXP35N9",23415,"Split venkovní jednotka","Rezidenční"]
["RXP50N",31940,"Split venkovní jednotka","Rezidenční"]
["RXP60N",36863,"Split venkovní jednotka","Rezidenční"]
["RXP71N",44235,"Split venkovní jednotka","Rezidenční"]
["RXQ25A",15544,"-","Komerční"]
["RXQ35A",16882,"-","Komerční"]
["RXTA30B",47842,"Split venkovní jednotka","Rezidenční"]
["RXTA30C",47842,"Split venkovní jednotka NEPURA","Rezidenční"]
["RXTA30N",51168,"-","Rezidenční"]
["RXTJ30A",54403,"Split venkovní jednotka NEPURA","Rezidenční"]
["RXTM30A",43522,"Split venkovní jednotka NEPURA","Rezidenční"]
["RXTM30N",47911,"-","Rezidenční"]
["RXTM30R",43522,"STYLISH split venkovní jednotka","Rezidenční"]
["RXTM40A",48605,"Split venkovní jednotka NEPURA","Rezidenční"]
["RXTM40N",52684,"-","Rezidenční"]
["RXTM40R",48605,"STYLISH split venkovní jednotka","Rezidenční"]
["RXTP25A",39836,"Split venkovní jednotka NEPURA","Rezidenční"]
["RXTP25N8",46698,"-","Rezidenční"]
["RXTP25N9",46698,"-","Rezidenční"]
["RXTP25R",39836,"SPLIT<COMP<H/P                          ","Rezidenční"]
["RXTP35A",43522,"Split venkovní jednotka NEPURA","Rezidenční"]
["RXTP35N9",47911,"-","Rezidenční"]
["RXTP35R",43522,"STYLISH split venkovní jednotka","Rezidenční"]
["RXYA10A",355457,"VRV 5 venkovní jednotka","Komerční"]
["RXYA12A",426629,"VRV 5 venkovní jednotka","Komerční"]
["RXYA14A",497722,"VRV 5 venkovní jednotka","Komerční"]
["RXYA16A",570375,"VRV 5 venkovní jednotka","Komerční"]
["RXYA18A",680444,"VRV 5 venkovní jednotka","Komerční"]
["RXYA20A",748494,"VRV 5 venkovní jednotka","Komerční"]
["RXYA8A",324946,"VRV 5 venkovní jednotka","Komerční"]
["RXYLQ10T",410201,"TČ VRV 4 venk. jednotka","Komerční"]
["RXYLQ12T",492275,"TČ VRV 4 venk. jednotka","Komerční"]
["RXYLQ14T",574317,"TČ VRV 4 venk. jednotka","Komerční"]
["RXYQ10U",338530,"TČ VRV 4 venk. jednotka","Komerční"]
["RXYQ10U5",338530,"TČ VRV 4 venk. jednotka","Komerční"]
["RXYQ10UD",338530,"TČ VRV 4 venk. jednotka","Komerční"]
["RXYQ12U",406313,"TČ VRV 4 venk. jednotka","Komerční"]
["RXYQ12U5",406313,"TČ VRV 4 venk. jednotka","Komerční"]
["RXYQ12UD",406313,"TČ VRV 4 venk. jednotka","Komerční"]
["RXYQ14U",474020,"TČ VRV 4 venk. jednotka","Komerční"]
["RXYQ14U5",474020,"TČ VRV 4 venk. jednotka","Komerční"]
["RXYQ14UD",474020,"TČ VRV 4 venk. jednotka","Komerční"]
["RXYQ16U",543214,"TČ VRV 4 venk. jednotka","Komerční"]
["RXYQ16U5",543214,"TČ VRV 4 venk. jednotka","Komerční"]
["RXYQ16UD",543214,"TČ VRV 4 venk. jednotka","Komerční"]
["RXYQ18U",648042,"TČ VRV 4 venk. jednotka","Komerční"]
["RXYQ18U5",648042,"TČ VRV 4 venk. jednotka","Komerční"]
["RXYQ18UD",648042,"TČ VRV 4 venk. jednotka","Komerční"]
["RXYQ20U",712852,"TČ VRV 4 venk. jednotka","Komerční"]
["RXYQ20U5",712852,"TČ VRV 4 venk. jednotka","Komerční"]
["RXYQ20UD",712852,"TČ VRV 4 venk. jednotka","Komerční"]
["RXYQ8U",309473,"TČ VRV 4 venk. jednotka","Komerční"]
["RXYQ8U5",309473,"TČ VRV 4 venk. jednotka","Komerční"]
["RXYQ8UD",309473,"TČ VRV 4 venk. jednotka","Komerční"]
["RXYQQ10U",440106,"TČ VRV 4 venk. jednotka","Komerční"]
["RXYQQ12T",503027,"TČ VRV 4 venk. jednotka","Komerční"]
["RXYQQ12U",528177,"TČ VRV 4 venk. jednotka","Komerční"]
["RXYQQ14T",586899,"TČ VRV 4 venk. jednotka","Komerční"]
["RXYQQ14U",616243,"TČ VRV 4 venk. jednotka","Komerční"]
["RXYQQ16T",672526,"TČ VRV 4 venk. jednotka","Komerční"]
["RXYQQ16U",706153,"TČ VRV 4 venk. jednotka","Komerční"]
["RXYQQ18T",802348,"TČ VRV 4 venk. jednotka","Komerční"]
["RXYQQ18U",842465,"TČ VRV 4 venk. jednotka","Komerční"]
["RXYQQ20U",926737,"TČ VRV 4 venk. jednotka","Komerční"]
["RXYQQ8T",383163,"TČ VRV 4 venk. jednotka","Komerční"]
["RXYQQ8U",402321,"TČ VRV 4 venk. jednotka","Komerční"]
["RXYSA10A",247720,"VRV 5 venkovní jednotka","Komerční"]
["RXYSA12A",300584,"VRV 5 venkovní jednotka","Komerční"]
["RXYSA4AV1",163353,"VRV 5 venkovní jednotka","Komerční"]
["RXYSA4AY1",163353,"VRV 5 venkovní jednotka","Komerční"]
["RXYSA5AV1",181546,"VRV 5 venkovní jednotka","Komerční"]
["RXYSA5AY1",181546,"VRV 5 venkovní jednotka","Komerční"]
["RXYSA6AV1",202700,"VRV 5 venkovní jednotka","Komerční"]
["RXYSA6AY1",212853,"VRV 5 venkovní jednotka","Komerční"]
["RXYSCQ4TV1",149147,"VRV 4 S serie venk. jednotka","Komerční"]
["RXYSCQ5TV1",165761,"VRV 4 S serie venk. jednotka","Komerční"]
["RXYSCQ6TV1",182337,"VRV 4 S serie venk. jednotka","Komerční"]
["RXYSQ10TY1",247720,"VRV 4 S serie venk. jednotka","Komerční"]
["RXYSQ12TY1",300584,"VRV 4 S serie venk. jednotka","Komerční"]
["RXYSQ4TV9",149147,"VRV 4 S serie venk. jednotka","Komerční"]
["RXYSQ4TY9",149147,"VRV 4 S serie venk. jednotka","Komerční"]
["RXYSQ5TV9",165761,"VRV 4 S serie venk. jednotka","Komerční"]
["RXYSQ5TY9",165761,"VRV 4 S serie venk. jednotka","Komerční"]
["RXYSQ6TV9",185073,"VRV 4 S serie venk. jednotka","Komerční"]
["RXYSQ6TY9",194343,"VRV 4 S serie venk. jednotka","Komerční"]
["RXYSQ8TY1",211380,"VRV 4 S serie venk. jednotka","Komerční"]
["RXZ25N",59159,"Ururu Sarara venkovní jednotka","Komerční"]
["RXZ35N",68021,"Ururu Sarara venkovní jednotka","Komerční"]
["RXZ50N",82483,"Ururu Sarara venkovní jednotka","Komerční"]
["RYMQ10T",355114,"TČ VRV 4 venk. jednotka","Komerční"]
["RYMQ10U",372870,"TČ VRV 4 venk. jednotka","Komerční"]
["RYMQ10U5",372870,"-","Komerční"]
["RYMQ12T",441394,"TČ VRV 4 venk. jednotka","Komerční"]
["RYMQ12U",463464,"TČ VRV 4 venk. jednotka","Komerční"]
["RYMQ12U5",463464,"-","Komerční"]
["RYMQ14U",522145,"TČ VRV 4 venk. jednotka","Komerční"]
["RYMQ14U5",522145,"-","Komerční"]
["RYMQ16T",569818,"TČ VRV 4 venk. jednotka","Komerční"]
["RYMQ16U",598309,"TČ VRV 4 venk. jednotka","Komerční"]
["RYMQ16U5",598309,"-","Komerční"]
["RYMQ18T",679836,"TČ VRV 4 venk. jednotka","Komerční"]
["RYMQ18U",713830,"TČ VRV 4 venk. jednotka","Komerční"]
["RYMQ18U5",713830,"-","Komerční"]
["RYMQ20U",785217,"TČ VRV 4 venk. jednotka","Komerční"]
["RYMQ20U5",785217,"-","Komerční"]
["RYMQ8T",324648,"TČ VRV 4 venk. jednotka","Komerční"]
["RYMQ8U",340882,"TČ VRV 4 venk. jednotka","Komerční"]
["RYMQ8U5",340882,"-","Komerční"]
["RYYQ10U",390650,"TČ VRV 4 venk. jednotka","Komerční"]
["RYYQ12T",446524,"TČ VRV 4 venk. jednotka","Komerční"]
["RYYQ12U",468849,"TČ VRV 4 venk. jednotka","Komerční"]
["RYYQ14T",520927,"TČ VRV 4 venk. jednotka","Komerční"]
["RYYQ14U",546971,"TČ VRV 4 venk. jednotka","Komerční"]
["RYYQ16T",596970,"TČ VRV 4 venk. jednotka","Komerční"]
["RYYQ16U",626818,"TČ VRV 4 venk. jednotka","Komerční"]
["RYYQ18U",747820,"TČ VRV 4 venk. jednotka","Komerční"]
["RYYQ20T",783402,"TČ VRV 4 venk. jednotka","Komerční"]
["RYYQ20U",822572,"TČ VRV 4 venk. jednotka","Komerční"]
["RYYQ8T8",340085,"TČ VRV 4 venk. jednotka","Komerční"]
["RYYQ8U",357090,"TČ VRV 4 venk. jednotka","Komerční"]
["RZA200D",234710,"Sky Air  ADVANCE venk. jednotka","Sky Air velký"]
["RZA250D",273747,"Sky Air  ADVANCE venk. jednotka","Sky Air velký"]
["RZAG100MV1",96370,"SKY AIR<COMP<H/P<RZAG<100               ","Sky Air velký"]
["RZAG100MY1",108058,"SKY AIR<COMP<H/P<RZAG<100               ","Sky Air velký"]
["RZAG100NV1",101189,"Sky Air ALPHA venk. jednotka","Sky Air velký"]
["RZAG100NY1",113462,"Sky Air ALPHA venk. jednotka","Sky Air velký"]
["RZAG125MV1",105675,"SKY AIR<COMP<H/P<RZAG<125               ","Sky Air velký"]
["RZAG125MY1",115811,"SKY AIR<COMP<H/P<RZAG<125               ","Sky Air velký"]
["RZAG125NV1",110958,"Sky Air ALPHA venk. jednotka","Sky Air velký"]
["RZAG125NY1",121603,"Sky Air ALPHA venk. jednotka","Sky Air velký"]
["RZAG140MV1",119469,"SKY AIR<COMP<H/P<RZAG<140               ","Sky Air velký"]
["RZAG140MY1",130718,"SKY AIR<COMP<H/P<RZAG<140               ","Sky Air velký"]
["RZAG140NV1",125442,"Sky Air ALPHA venk. jednotka","Sky Air velký"]
["RZAG140NY1",137256,"Sky Air ALPHA venk. jednotka","Sky Air velký"]
["RZAG35A",45308,"Sky Air ALPHA venk. jednotka","Sky Air malý"]
["RZAG50A",58793,"Sky Air ALPHA venk. jednotka","Sky Air malý"]
["RZAG60A",67747,"Sky Air ALPHA venk. jednotka","Sky Air malý"]
["RZAG71MV1",69733,"SKY AIR<COMP<H/P<RZAG<071               ","Sky Air velký"]
["RZAG71NV1",73220,"Sky Air ALPHA venk. jednotka","Sky Air velký"]
["RZAG71NY1",88499,"Sky Air ALPHA venk. jednotka","Sky Air velký"]
["RZASG100MV1",65053,"Sky Air  ADVANCE venk. jednotka","Sky Air velký"]
["RZASG100MY1",68444,"Sky Air  ADVANCE venk. jednotka","Sky Air velký"]
["RZASG125MV1",71717,"Sky Air  ADVANCE venk. jednotka","Sky Air velký"]
["RZASG125MY1",73979,"Sky Air  ADVANCE venk. jednotka","Sky Air velký"]
["RZASG140MV1",79826,"Sky Air  ADVANCE venk. jednotka","Sky Air velký"]
["RZASG140MY1",81424,"Sky Air  ADVANCE venk. jednotka","Sky Air velký"]
["RZASG71MV1",50905,"Sky Air  ADVANCE venk. jednotka","Sky Air velký"]
["SDGT_GAUGE",105,"-","Komerční"]
["SEHVX20BW",161856,"vzduchem chlazené TČ vnitřní jednotka","Komerční"]
["SEHVX32BW",180916,"vzduchem chlazené TČ vnitřní jednotka","Komerční"]
["SEHVX40BW",189688,"vzduchem chlazené TČ vnitřní jednotka","Komerční"]
["SEHVX64BW",193117,"vzduchem chlazené TČ vnitřní jednotka","Komerční"]
["SERHQ020BW1",242244,"vzduchem chlazené TČ vnitřní jednotka","Komerční"]
["SERHQ032BW1",341150,"vzduchem chlazené TČ vnitřní jednotka","Komerční"]
["SRC-HPA",2549,"kabelový ovladač","Komerční"]
["SV1A25A",28709,"-","Komerční"]
["SV4A14A",48062,"-","Komerční"]
["SV6A14A",65885,"-","Komerční"]
["SV8A14A",86632,"-","Komerční"]
["UATYA100BBAY1",1899277,"rooftop monoblok","Komerční"]
["UATYA100BFC2Y1",2051224,"rooftop monoblok","Komerční"]
["UATYA100BFC3Y1",2379366,"rooftop monoblok","Komerční"]
["UATYA110BBAY1",2089173,"rooftop monoblok","Komerční"]
["UATYA110BFC2Y1",2256331,"rooftop monoblok","Komerční"]
["UATYA110BFC3Y1",2617302,"rooftop monoblok","Komerční"]
["UATYA120BBAY1",2193610,"rooftop monoblok","Komerční"]
["UATYA120BFC2Y1",2369126,"rooftop monoblok","Komerční"]
["UATYA120BFC3Y1",2748166,"rooftop monoblok","Komerční"]
["UATYA140BBAY1",2412947,"rooftop monoblok","Komerční"]
["UATYA140BFC2Y1",2606007,"rooftop monoblok","Komerční"]
["UATYA140BFC3Y1",3022999,"rooftop monoblok","Komerční"]
["UATYA150BBAY1",2533573,"rooftop monoblok","Komerční"]
["UATYA150BFC2Y1",2736346,"rooftop monoblok","Komerční"]
["UATYA150BFC3Y1",3174118,"rooftop monoblok","Komerční"]
["UATYA160BBAY1",2660220,"rooftop monoblok","Komerční"]
["UATYA160BFC2Y1",2873159,"rooftop monoblok","Komerční"]
["UATYA160BFC3Y1",3332843,"rooftop monoblok","Komerční"]
["UATYA180BBAY1",2793271,"rooftop monoblok","Komerční"]
["UATYA180BFC2Y1",3016824,"rooftop monoblok","Komerční"]
["UATYA180BFC3Y1",3499475,"rooftop monoblok","Komerční"]
["UATYA190BBAY1",2932944,"rooftop monoblok","Komerční"]
["UATYA190BFC2Y1",3167643,"rooftop monoblok","Komerční"]
["UATYA190BFC3Y1",3674463,"rooftop monoblok","Komerční"]
["UATYA25BBAY1",813878,"rooftop monoblok","Komerční"]
["UATYA25BFC2Y1",878934,"rooftop monoblok","Komerční"]
["UATYA25BFC3Y1",1019589,"rooftop monoblok","Komerční"]
["UATYA30BBAY1",854539,"rooftop monoblok","Komerční"]
["UATYA30BFC2Y1",922908,"rooftop monoblok","Komerční"]
["UATYA30BFC3Y1",1070564,"rooftop monoblok","Komerční"]
["UATYA40BBAY1",940001,"rooftop monoblok","Komerční"]
["UATYA40BFC2Y1",1015221,"rooftop monoblok","Komerční"]
["UATYA40BFC3Y1",1177635,"rooftop monoblok","Komerční"]
["UATYA50BBAY1",1081032,"rooftop monoblok","Komerční"]
["UATYA50BFC2Y1",1167470,"rooftop monoblok","Komerční"]
["UATYA50BFC3Y1",1354279,"rooftop monoblok","Komerční"]
["UATYA60BBAY1",1297206,"rooftop monoblok","Komerční"]
["UATYA60BFC2Y1",1400964,"rooftop monoblok","Komerční"]
["UATYA60BFC3Y1",1625122,"rooftop monoblok","Komerční"]
["UATYA70BBAY1",1426941,"rooftop monoblok","Komerční"]
["UATYA70BFC2Y1",1541090,"rooftop monoblok","Komerční"]
["UATYA70BFC3Y1",1787612,"rooftop monoblok","Komerční"]
["UATYA80BBAY1",1569626,"rooftop monoblok","Komerční"]
["UATYA80BFC2Y1",1695223,"rooftop monoblok","Komerční"]
["UATYA80BFC3Y1",1966366,"rooftop monoblok","Komerční"]
["UATYA90BBAY1",1726622,"rooftop monoblok","Komerční"]
["UATYA90BFC2Y1",1864716,"rooftop monoblok","Komerční"]
["UATYA90BFC3Y1",2163039,"rooftop monoblok","Komerční"]
["UATYAAVM1",3905,"gumové antivibrační držáky","Komerční"]
["UATYAAVM2",3905,"gumové antivibrační držáky","Komerční"]
["UATYAC75A",1172,"hrubý filtr ISO 75% (G4)","Komerční"]
["UATYAC75B",2278,"hrubý filtr ISO 75% (G4)","Komerční"]
["UATYAC75C",2148,"hrubý filtr ISO 75% (G4)","Komerční"]
["UATYACAP",17964,"ultrazvukový průtokoměr pro regulaci konstantního tlaku vzduchu","Komerční"]
["UATYACO2P",59683,"čidlo CO2","Komerční"]
["UATYAEPM1050A",1627,"Filtr ISO ePM10 50% (M5/F5)","Komerční"]
["UATYAEPM1050B",2473,"Filtr ISO ePM10 50% (M5/F5)","Komerční"]
["UATYAEPM1050C",2473,"Filtr ISO ePM10 50% (M5/F5)","Komerční"]
["UATYAEPM1070A",5467,"Filtr ISO ePM10 50% (M5/F5)","Komerční"]
["UATYAEPM1070B",9111,"Filtr ISO ePM10 50% (M5/F5)","Komerční"]
["UATYAEPM1070C",8070,"Filtr ISO ePM10 50% (M5/F5)","Komerční"]
["UATYAEPM150A",5467,"pevný sáčkový filtr ISO ePM1 50% (F7)","Komerční"]
["UATYAEPM150B",9111,"pevný sáčkový filtr ISO ePM1 50% (F7)","Komerční"]
["UATYAEPM150C",8070,"pevný sáčkový filtr ISO ePM1 50% (F7)","Komerční"]
["UATYAEPM185A",5467,"pevný sáčkový filtr ISO ePM1 85% (F9)","Komerční"]
["UATYAEPM185B",9111,"pevný sáčkový filtr ISO ePM1 85% (F9)","Komerční"]
["UATYAEPM185C",8070,"pevný sáčkový filtr ISO ePM1 85% (F9)","Komerční"]
["UATYARPH1",22064,"protidešťový kryt typ 1","Komerční"]
["UATYARPH10",60168,"protidešťový kryt typ 10","Komerční"]
["UATYARPH2",37620,"protidešťový kryt typ 2","Komerční"]
["UATYARPH3",32736,"protidešťový kryt typ 3","Komerční"]
["UATYARPH4",44127,"protidešťový kryt typ 4","Komerční"]
["UATYARPH5",50702,"protidešťový kryt typ 5","Komerční"]
["UATYARPH6",69512,"protidešťový kryt typ 6","Komerční"]
["UATYARPH7",38722,"protidešťový kryt typ 7","Komerční"]
["UATYARPH8",42040,"protidešťový kryt typ 8","Komerční"]
["UATYARPH9",55231,"protidešťový kryt typ 9","Komerční"]
["UATYARRP",6378,"čidlo teploty vratného vzduchu","Komerční"]
["UATYASA",25579,"čidlokouře a ohně","Komerční"]
["UATYAWRC",24603,"barevný dotykový ovladač","Komerční"]
["UATYPC10AY1",832566,"rooftop  ","Komerční"]
["UATYPC12AY1",954496,"rooftop  ","Komerční"]
["UATYQ250CY1",244375,"rooftop  ","Komerční"]
["UATYQ350CY1",354677,"rooftop  ","Komerční"]
["UATYQ450CY1",458614,"rooftop  ","Komerční"]
["UATYQ550CY1",545694,"rooftop  ","Komerční"]
["UATYQ600CY1",565919,"rooftop  ","Komerční"]
["UATYQ700CY1",568004,"rooftop  ","Komerční"]
["UATYQ900CY1",624803,"rooftop  ","Komerční"]
["UATYQAVM1",3451,"rooftop","Komerční"]
["UATYQBACNET",31388,"rooftop Bacnet rozhraní","Komerční"]
["UATYQRAPH1",13737,"rooftop ochrana proti dešti","Komerční"]
["UATYQRAPH2",18337,"rooftop ochrana proti dešti","Komerční"]
["UATYQRAPH3",19998,"rooftop ochrana proti dešti","Komerční"]
["UATYQRAPH4",33384,"rooftop ochrana proti dešti","Komerční"]
["UATYQRAPH5",41053,"rooftop ochrana proti dešti","Komerční"]
["UATYQWRC",22077,"rooftop ochrana proti dešti","Komerční"]
["UN0120TDB304D",902088,"-","Komerční"]
["UN0120TDB304F/TI",742034,"-","Komerční"]
["VAM1000J",122828,"VAM vzd jednotka s rekuperací","Komerční"]
["VAM1000J8",122828,"-","Komerční"]
["VAM1500J",183577,"VAM vzd jednotka s rekuperací","Komerční"]
["VAM1500J8",183577,"-","Komerční"]
["VAM150FC9",46273,"VAM vzd jednotka s rekuperací","Komerční"]
["VAM2000J",231319,"VAM vzd jednotka s rekuperací","Komerční"]
["VAM2000J8",231319,"-","Komerční"]
["VAM250FC9",50323,"VAM vzd jednotka s rekuperací","Komerční"]
["VAM350J",65030,"VAM vzd jednotka s rekuperací","Komerční"]
["VAM350J8",65030,"-","Komerční"]
["VAM500J",69999,"VAM vzd jednotka s rekuperací","Komerční"]
["VAM500J8",69999,"-","Komerční"]
["VAM650J",91002,"VAM vzd jednotka s rekuperací","Komerční"]
["VAM650J8",91002,"-","Komerční"]
["VAM800J",101542,"VAM vzd jednotka s rekuperací","Komerční"]
["VKFWGA012T3V",4523,"3 cestný ventil 230 V on/off","Komerční"]
["VKFWGA014T3V",9248,"3 cestný ventil 230 V on/off","Komerční"]
["VKFWGA022T3V",4895,"3 cestný ventil 230 V on/off","Komerční"]
["VKFWGA024T3V",9622,"3 cestný ventil 230 V on/off","Komerční"]
["VKM100GB",168667,"-","Komerční"]
["VKM100GBM",198205,"VAM vzd jednotka s rekuperací","Komerční"]
["VKM50GBM",128601,"VAM vzd jednotka s rekuperací","Komerční"]
["VKM80GBM",176132,"VAM vzd jednotka s rekuperací","Komerční"]
["VNT0001711",12302,"LTE200N4-AL.CR.AL-E                     ","Chladírenství"]
["VNT0002740",13468,"LTE205N4-AL.CU.AL-E                     ","Chladírenství"]
["VNT0003284",16628,"CCEH301L3-AL.CU.AL-E.CB                 ","Chladírenství"]
["VNT0003369",22919,"-","Chladírenství"]
["VNT0003416",26507,"-","Chladírenství"]
["VNT0003501",18609,"-","Chladírenství"]
["VNT0003507",25276,"-","Chladírenství"]
["VNT0003508",35664,"-","Chladírenství"]
["VNT0003549",23669,"-","Chladírenství"]
["VNT0003552",51783,"-","Chladírenství"]
["VNT0003572",33068,"-","Chladírenství"]
["VNT0003919",31515,"-","Chladírenství"]
["VNT0004607",26882,"-","Chladírenství"]
["VNT0004614",35664,"-","Chladírenství"]
["WCCH4060BNYRS",57387,"-","Komerční"]
["WRC-HPC",951,"ACC<FCU<N-U                             ","Komerční"]
["YFSTA6",646,"Fan stop thermostat                     ","Komerční"]
["Z380M",12735,"ACC<QA/VRV<CONTROL SYST                 ","Komerční"]
["ZEF380SDN10F/EU",62272,"-","Komerční"]
["FWM35DATT6V3E-R",30208,"Komerční<2PIPE                   ","Komerční"]
["FWM35DATT6VS---",19302,"Komerční<2PIPE                   ","Komerční"]
["FWM35DATT6VS--R",19302,"Komerční<2PIPE                   ","Komerční"]
["FWM35DATT6VSE--",32631,"Komerční<2PIPE                   ","Komerční"]
["FWM35DATT6VSE-R",32631,"Komerční<2PIPE                   ","Komerční"]
["FWM35DATU6V3---",16878,"Komerční<2PIPE                   ","Komerční"]
["FWM35DATU6V3--R",16878,"Komerční<2PIPE                   ","Komerční"]
["FWM35DATU6V3E--",30208,"Komerční<2PIPE                   ","Komerční"]
["FWM35DATU6V3E-R",30208,"Komerční<2PIPE                   ","Komerční"]
["FWM35DATU6VS---",19302,"Komerční<2PIPE                   ","Komerční"]
["FWM35DATU6VS--R",19302,"Komerční<2PIPE                   ","Komerční"]
["FWM35DATU6VSE--",32631,"Komerční<2PIPE                   ","Komerční"]
["FWM35DATU6VSE-R",32631,"Komerční<2PIPE                   ","Komerční"]
["FWM35DATV6V3--R",22019,"Komerční<2PIPE                   ","Komerční"]
["FWM35DATV6V3-S-",28304,"Komerční<2PIPE                   ","Komerční"]
["FWM35DATV6V3-SR",28304,"Komerční<2PIPE                   ","Komerční"]
["FWM35DATV6V3E--",35833,"Komerční<2PIPE                   ","Komerční"]
["FWM35DATV6V3E-R",35833,"Komerční<2PIPE                   ","Komerční"]
["FWM35DATV6V3ES-",41633,"Komerční<2PIPE                   ","Komerční"]
["FWM35DATV6VS---",25015,"Komerční<2PIPE                   ","Komerční"]
["FWM35DATV6VS--R",25015,"Komerční<2PIPE                   ","Komerční"]
["FWM35DATV6VSE--",38344,"Komerční<2PIPE                   ","Komerční"]
["FWM35DATV6VSE-R",38344,"Komerční<2PIPE                   ","Komerční"]
["FWM35DATW6V3---",22505,"Komerční<2PIPE                   ","Komerční"]
["FWM35DATW6V3--R",22505,"Komerční<2PIPE                   ","Komerční"]
["FWM35DATW6V3E--",35833,"Komerční<2PIPE                   ","Komerční"]
["FWM35DATW6V3E-R",35833,"Komerční<2PIPE                   ","Komerční"]
["FWM35DATW6VS---",25015,"Komerční<2PIPE                   ","Komerční"]
["FWM35DATW6VS--R",25015,"Komerční<2PIPE                   ","Komerční"]
["FWM35DATW6VSE--",38344,"Komerční<2PIPE                   ","Komerční"]
["FWM35DATW6VSE-R",38344,"Komerční<2PIPE                   ","Komerční"]
["FWM35DFN",16089,"FANCOIL do podhledu typ Flexi 4  tr","Komerční"]
["FWM35DFV",31273,"FANCOIL do podhledu typ Flexi 4  tr","Komerční"]
["FWM35DTN",13450,"FANCOIL do podhledu typ Flexi 2  tr","Komerční"]
["FWM35DTV",22019,"FANCOIL do podhledu typ Flexi 2  tr","Komerční"]
["FWN04AF",30847,"FANCOIL do podhledu s vysokým ESP 4 tr","Komerční"]
["FWN04AT",27356,"FANCOIL do podhledu s vysokým ESP 2 tr","Komerční"]
["FWN05AF",33662,"FANCOIL do podhledu s vysokým ESP 4 tr","Komerční"]
["FWN05AT",29352,"FANCOIL do podhledu s vysokým ESP 2 tr","Komerční"]
["FWN06AF",53181,"FANCOIL do podhledu s vysokým ESP 4 tr","Komerční"]
["FWN06AT",49016,"FANCOIL do podhledu s vysokým ESP 2 tr","Komerční"]
["FWN07AF",55818,"FANCOIL do podhledu s vysokým ESP 4 tr","Komerční"]
["FWN07AT",51900,"FANCOIL do podhledu s vysokým ESP 2 tr","Komerční"]
["FWN08AF",58597,"FANCOIL do podhledu s vysokým ESP 4 tr","Komerční"]
["FWN08AT",53608,"FANCOIL do podhledu s vysokým ESP 2 tr","Komerční"]
["FWN10AF",61875,"FANCOIL do podhledu s vysokým ESP 4 tr","Komerční"]
["FWN10AT",56104,"FANCOIL do podhledu s vysokým ESP 2 tr","Komerční"]
["FWP02AATN6V3--R",25888,0,"Komerční"]
["FWP02AATV6V3ES-",48413,"Komerční<2PIPE                   ","Komerční"]
["FWP02ATN",25888,"FANCOIL stropní jednotka se středním ESP 2 tr","Komerční"]
["FWP02ATNE",36984,"FANCOIL stropní jednotka se středním ESP 2 tr","Komerční"]
["FWP02ATV",31636,"FANCOIL stropní jednotka se středním ESP 2 tr","Komerční"]
["FWP03AATN6V3--R",24983,0,"Komerční"]
["FWP03AATV6V3ES-",49482,"Komerční<2PIPE                   ","Komerční"]
["FWP03ATN",24983,0,"Komerční"]
["FWP03ATNE",38144,"FANCOIL stropní jednotka se středním ESP 2 tr","Komerční"]
["FWP03ATV",32755,"FANCOIL stropní jednotka se středním ESP 2 tr","Komerční"]
["FWP03ATVE",43893,"FANCOIL stropní jednotka se středním ESP 2 tr","Komerční"]
["FWP04AATN6V3--R",28056,"Komerční<2PIPE                   ","Komerční"]
["FWP04AATV6V3-S-",39497,"Komerční<2PIPE                   ","Komerční"]
["FWP04ATN",28056,"FANCOIL stropní jednotka se středním ESP 2 tr","Komerční"]
["FWP04ATNE",39156,"FANCOIL stropní jednotka se středním ESP 2 tr","Komerční"]
["FWP04ATV",33805,"FANCOIL stropní jednotka se středním ESP 2 tr","Komerční"]
["FWP04CAFN6V3--R",28350,"4p, right w                             ","Komerční"]
["FWP04CAFN6V3-S-",33698,"4p +pcb,left w                          ","Komerční"]
["FWP04CAFV6V3-S-",48408,"4p +pcb+3 ways on/off 230V , left w     ","Komerční"]
["FWP04CATN6V3--R",25231,"2p, right w                             ","Komerční"]
["FWP04CATN6V3-S-",30672,"2p +pcb,left w                          ","Komerční"]
["FWP04CATN6V3ES-",51444,"2p +EH+pcb , left w                     ","Komerční"]
["FWP04CATT6V3---",29862,"Komerční<2PIPE                   ","Komerční"]
["FWP04CATV6V3-S-",38428,"2p +pcb+3 ways on/off 230V , left w     ","Komerční"]
["FWP04CFN",28350,"4p, left w                              ","Komerční"]
["FWP04CFV",43060,"4p +3 ways on/off 230V , left w         ","Komerční"]
["FWP04CTN",25230,"2p, left w                              ","Komerční"]
["FWP04CTNE",38245,"2p +EH , left w                         ","Komerční"]
["FWP04CTV",32985,"2p +3 ways on/off 230V , left w         ","Komerční"]
["FWP04CTVE",46003,"2p +EH+3 ways on/off 230V , left w      ","Komerční"]
["FWP05AATN6V3--R",30430,0,"Komerční"]
["FWP05AATV6V3ES-",56616,"Komerční<2PIPE                   ","Komerční"]
["FWP05ATN",32865,"Komerční<2PIPE                   ","Komerční"]
["FWP05ATNE",45195,"Komerční<2PIPE                   ","Komerční"]
["FWP05CAFN6V3--R",29510,"4p, right w                             ","Komerční"]
["FWP05CAFN6V3-S-",34947,"4p +pcb,left w                          ","Komerční"]
["FWP05CAFV6V3-S-",49657,"4p +pcb+3 ways on/off 230V , left w     ","Komerční"]
["FWP05CATN6V3--R",26303,"2p, right w                             ","Komerční"]
["FWP05CATN6V3-S-",31740,"2p +pcb,left w                          ","Komerční"]
["FWP05CATN6V3ES-",52514,"2p +EH+pcb , left w                     ","Komerční"]
["FWP05CATT6V3---",30987,"Komerční<2PIPE                   ","Komerční"]
["FWP05CATV6V3-S-",39497,"2p +pcb+3 ways on/off 230V , left w     ","Komerční"]
["FWP05CFN",29510,"4p, left w                              ","Komerční"]
["FWP05CFV",44220,"4p +3 ways on/off 230V , left w         ","Komerční"]
["FWP05CTN",26298,"2p, left w                              ","Komerční"]
["FWP05CTNE",39315,"2p +EH , left w                         ","Komerční"]
["FWP05CTV",34057,"2p +3 ways on/off 230V , left w         ","Komerční"]
["FWP05CTVE",47071,"2p +EH+3 ways on/off 230V , left w      ","Komerční"]
["FWP06AATV6V3-S-",44758,"Komerční<2PIPE                   ","Komerční"]
["FWP06ATN",33227,"Komerční<2PIPE                   ","Komerční"]
["FWP06ATNE",45555,"Komerční<2PIPE                   ","Komerční"]
["FWP06ATV",39084,"Komerční<2PIPE                   ","Komerční"]
["FWP06CAFN6V3--R",33698,"4p, right w                             ","Komerční"]
["FWP06CAFN6V3-S-",39138,"4p +pcb,left w                          ","Komerční"]
["FWP06CAFV6V3-S-",54204,"4p +pcb+3 ways on/off 230V , left w     ","Komerční"]
["FWP06CATN6V3--R",29957,"2p, right w                             ","Komerční"]
["FWP06CATN6V3-S-",35396,"2p +pcb,left w                          ","Komerční"]
["FWP06CATN6V3ES-",56706,"2p +EH+pcb , left w                     ","Komerční"]
["FWP06CATT6V3---",34881,"Komerční<2PIPE                   ","Komerční"]
["FWP06CATV6V3-S-",43509,"2p +pcb+3 ways on/off 230V , left w     ","Komerční"]
["FWP06CFN",33698,"4p, left w                              ","Komerční"]
["FWP06CFV",48766,"4p +3 ways on/off 230V , left w         ","Komerční"]
["FWP06CTN",29953,"2p, left w                              ","Komerční"]
["FWP06CTNE",43239,"2p +EH , left w                         ","Komerční"]
["FWP06CTV",38068,"2p +3 ways on/off 230V , left w         ","Komerční"]
["FWP06CTVE",51263,"2p +EH+3 ways on/off 230V , left w      ","Komerční"]
["FWP07AATN6V3--R",32873,0,"Komerční"]
["FWP07AATN6V3-S-",41192,"Komerční<2PIPE                   ","Komerční"]
["FWP07AATV6V3-S-",47077,"Komerční<2PIPE                   ","Komerční"]
["FWP07AATV6V3ES-",59290,"Komerční<2PIPE                   ","Komerční"]
["FWP07ATN",35504,"Komerční<2PIPE                   ","Komerční"]
["FWP07ATNE",47836,"Komerční<2PIPE                   ","Komerční"]
["FWP08CAFN6V3--R",34234,"4p, right w                             ","Komerční"]
["FWP08CAFN6V3-S-",39673,"4p +pcb,left w                          ","Komerční"]
["FWP08CAFV6V3-S-",54738,"4p +pcb+3 ways on/off 230V , left w     ","Komerční"]
["FWP08CATN6V3--R",30848,"2p, right w                             ","Komerční"]
["FWP08CATN6V3-S-",36288,"2p +pcb,left w                          ","Komerční"]
["FWP08CATN6V3ES-",57595,"2p +EH+pcb , left w                     ","Komerční"]
["FWP08CATT6V3---",34536,"Komerční<2PIPE                   ","Komerční"]
["FWP08CATV6V3-S-",44311,"2p +pcb+3 ways on/off 230V , left w     ","Komerční"]
["FWP08CFN",34234,"4p, left w                              ","Komerční"]
["FWP08CFV",49300,"4p +3 ways on/off 230V , left w         ","Komerční"]
["FWP08CTN",30846,"2p, left w                              ","Komerční"]
["FWP08CTNE",44130,"2p +EH , left w                         ","Komerční"]
["FWP08CTV",38958,"2p +3 ways on/off 230V , left w         ","Komerční"]
["FWP08CTVE",52153,"2p +EH+3 ways on/off 230V , left w      ","Komerční"]
["FWP10CAFN6V3--R",40297,"4p, right w                             ","Komerční"]
["FWP10CAFN6V3-S-",45734,"4p +pcb,left w                          ","Komerční"]
["FWP10CAFV6V3-S-",61780,"4p +pcb+3 ways on/off 230V , left w     ","Komerční"]
["FWP10CATN6V3--R",32811,"2p, right w                             ","Komerční"]
["FWP10CATN6V3-S-",38247,"2p +pcb,left w                          ","Komerční"]
["FWP10CATN6V3ES-",60540,"2p +EH+pcb , left w                     ","Komerční"]
["FWP10CATT6V3---",37824,"Komerční<2PIPE                   ","Komerční"]
["FWP10CATV6V3-S-",47077,"2p +pcb+3 ways on/off 230V , left w     ","Komerční"]
["FWP10CFN",40297,"4p, left w                              ","Komerční"]
["FWP10CFV",56344,"4p +3 ways on/off 230V , left w         ","Komerční"]
["FWP10CTN",32809,"2p, left w                              ","Komerční"]
["FWP10CTNE",46270,"2p +EH , left w                         ","Komerční"]
["FWP10CTV",41634,"2p +3 ways on/off 230V , left w         ","Komerční"]
["FWP10CTVE",55096,"2p +EH+3 ways on/off 230V , left w      ","Komerční"]
["FWP11CAFN6V3--R",43506,"4p, right w                             ","Komerční"]
["FWP11CAFN6V3-S-",48944,"4p +pcb,left w                          ","Komerční"]
["FWP11CAFV6V3-S-",64902,"4p +pcb+3 ways on/off 230V , left w     ","Komerční"]
["FWP11CATN6V3--R",35664,"2p, right w                             ","Komerční"]
["FWP11CATN6V3-S-",41103,"2p +pcb,left w                          ","Komerční"]
["FWP11CATN6V3ES-",63304,"2p +EH+pcb , left w                     ","Komerční"]
["FWP11CATT6V3---",41027,"Komerční<2PIPE                   ","Komerční"]
["FWP11CATV6V3-S-",49841,"2p +pcb+3 ways on/off 230V , left w     ","Komerční"]
["FWP11CFN",43506,"4p, left w                              ","Komerční"]
["FWP11CFV",59464,"4p +3 ways on/off 230V , left w         ","Komerční"]
["FWP11CTN",35661,"2p, left w                              ","Komerční"]
["FWP11CTNE",49122,"2p +EH , left w                         ","Komerční"]
["FWP11CTV",44487,"2p +3 ways on/off 230V , left w         ","Komerční"]
["FWP11CTVE",57859,"2p +EH+3 ways on/off 230V , left w      ","Komerční"]
["FWP15CAFN6V3--R",47071,"4p, right w                             ","Komerční"]
["FWP15CAFN6V3-S-",52511,"4p +pcb,left w                          ","Komerční"]
["FWP15CAFV6V3-S-",68468,"4p +pcb+3 ways on/off 230V , left w     ","Komerční"]
["FWP15CATN6V3--R",42796,"2p, right w                             ","Komerční"]
["FWP15CATN6V3-S-",48145,"2p +pcb,left w                          ","Komerční"]
["FWP15CATN6V3ES-",70435,"2p +EH+pcb , left w                     ","Komerční"]
["FWP15CATT6V3---",46912,"Komerční<2PIPE                   ","Komerční"]
["FWP15CATV6V3-S-",56972,"2p +pcb+3 ways on/off 230V , left w     ","Komerční"]
["FWP15CFN",47071,"4p, left w                              ","Komerční"]
["FWP15CFV",63029,"4p +3 ways on/off 230V , left w         ","Komerční"]
["FWP15CTN",42792,"2p, left w                              ","Komerční"]
["FWP15CTNE",56165,"2p +EH , left w                         ","Komerční"]
["FWP15CTV",51529,"2p +3 ways on/off 230V , left w         ","Komerční"]
["FWP15CTVE",64991,"2p +EH+3 ways on/off 230V , left w      ","Komerční"]
["FWP17CAFN6V3--R",50549,"4p, right w                             ","Komerční"]
["FWP17CAFN6V3-S-",55986,"4p +pcb,left w                          ","Komerční"]
["FWP17CAFV6V3-S-",71945,"4p +pcb+3 ways on/off 230V , left w     ","Komerční"]
["FWP17CATN6V3--R",46185,"2p, right w                             ","Komerční"]
["FWP17CATN6V3-S-",51625,"2p +pcb,left w                          ","Komerční"]
["FWP17CATN6V3ES-",73824,"2p +EH+pcb , left w                     ","Komerční"]
["FWP17CATT6V3---",50114,"Komerční<2PIPE                   ","Komerční"]
["FWP17CATV6V3-S-",60361,"2p +pcb+3 ways on/off 230V , left w     ","Komerční"]
["FWP17CFN",50549,"4p, left w                              ","Komerční"]
["FWP17CFV",66595,"4p +3 ways on/off 230V , left w         ","Komerční"]
["FWP17CTN",46181,"2p, left w                              ","Komerční"]
["FWP17CTNE",59642,"2p +EH , left w                         ","Komerční"]
["FWP17CTV",55008,"2p +3 ways on/off 230V , left w         ","Komerční"]
["FWP17CTVE",68468,"2p +EH+3 ways on/off 230V , left w      ","Komerční"]
["FWR02AAFD6V3---",31453,"Komerční<4PIPE                   ","Komerční"]
["FWR02AAFN6V3--R",22958,"Komerční<4PIPE                   ","Komerční"]
["FWR02AAFV6V3--R",37854,"Komerční<4PIPE                   ","Komerční"]
["FWR02AATD6V3---",25238,"Komerční<2PIPE                   ","Komerční"]
["FWR02AATN6V3--R",20897,"Komerční<2PIPE                   ","Komerční"]
["FWR02AATN6V3-S-",26531,"Komerční<2PIPE                   ","Komerční"]
["FWR02AATN6V3-SR",26531,"Komerční<2PIPE                   ","Komerční"]
["FWR02AATV6V3--R",29177,"Komerční<2PIPE                   ","Komerční"]
["FWR02AFN",22958,"FANCOIL jednotka typu Flexi BLDC 4 tr","Komerční"]
["FWR02AFV",37854,"FANCOIL jednotka typu Flexi BLDC 4 tr","Komerční"]
["FWR02ATN",20897,"FANCOIL jednotka typu Flexi BLDC 2 tr","Komerční"]
["FWR02ATV",29177,"FANCOIL jednotka typu Flexi BLDC 2 tr","Komerční"]
["FWR03AAFD6V3---",33227,"FANCOIL jednotka typu Flexi BLDC 4 tr","Komerční"]
["FWR03AAFN6V3--R",24657,"Komerční<4PIPE                   ","Komerční"]
["FWR03AAFV6V3--R",39625,"Komerční<4PIPE                   ","Komerční"]
["FWR03AATD6V3---",26937,"Komerční<2PIPE                   ","Komerční"]
["FWR03AATN6V3--R",22704,"Komerční<2PIPE                   ","Komerční"]
["FWR03AATN6V3-S-",28358,"Komerční<2PIPE                   ","Komerční"]
["FWR03AATN6V3-SR",28358,"Komerční<2PIPE                   ","Komerční"]
["FWR03AATV6V3--R",30985,"Komerční<2PIPE                   ","Komerční"]
["FWR03AFN",24657,"FANCOIL jednotka typu Flexi BLDC 4 tr","Komerční"]
["FWR03AFV",39625,"FANCOIL jednotka typu Flexi BLDC 4 tr","Komerční"]
["FWR03ATN",22704,"FANCOIL jednotka typu Flexi BLDC 2 tr","Komerční"]
["FWR03ATV",30985,"FANCOIL jednotka typu Flexi BLDC 2 tr","Komerční"]
["FWR06AAFD6V3---",37927,"Komerční<4PIPE                   ","Komerční"]
["FWR06AAFN6V3--R",28996,"Komerční<4PIPE                   ","Komerční"]
["FWR06AAFV6V3--R",43964,"Komerční<4PIPE                   ","Komerční"]
["FWR06AATD6V3---",30696,"Komerční<2PIPE                   ","Komerční"]
["FWR06AATN6V3--R",26176,"Komerční<2PIPE                   ","Komerční"]
["FWR06AATN6V3-S-",31829,"Komerční<2PIPE                   ","Komerční"]
["FWR06AATN6V3-SR",31829,"Komerční<2PIPE                   ","Komerční"]
["FWR06AATV6V3--R",34744,"Komerční<2PIPE                   ","Komerční"]
["FWR06AFN",28996,"FANCOIL jednotka typu Flexi BLDC 4 tr","Komerční"]
["FWR06AFV",43964,"FANCOIL jednotka typu Flexi BLDC 4 tr","Komerční"]
["FWR06ATN",26176,"FANCOIL jednotka typu Flexi BLDC 2 tr","Komerční"]
["FWR06ATV",34744,"FANCOIL jednotka typu Flexi BLDC 2 tr","Komerční"]
["FWR08AAFD6V3---",46244,"Komerční<4PIPE                   ","Komerční"]
["FWR08AAFN6V3--R",36916,"Komerční<4PIPE                   ","Komerční"]
["FWR08AAFV6V3--R",52644,"Komerční<4PIPE                   ","Komerční"]
["FWR08AATD6V3---",38144,"Komerční<2PIPE                   ","Komerční"]
["FWR08AATN6V3--R",33406,"Komerční<2PIPE                   ","Komerční"]
["FWR08AATN6V3-S-",39051,"Komerční<2PIPE                   ","Komerční"]
["FWR08AATN6V3-SR",39051,"Komerční<2PIPE                   ","Komerční"]
["FWR08AATV6V3--R",42664,"Komerční<2PIPE                   ","Komerční"]
["FWR08AFN",36916,"FANCOIL jednotka typu Flexi BLDC 4 tr","Komerční"]
["FWR08AFV",52644,"FANCOIL jednotka typu Flexi BLDC 4 tr","Komerční"]
["FWR08ATN",33406,"FANCOIL jednotka typu Flexi BLDC 2 tr","Komerční"]
["FWR08ATV",42664,"FANCOIL jednotka typu Flexi BLDC 2 tr","Komerční"]
["FWS02AAFD6V3---",28346,"Komerční<4PIPE                   ","Komerční"]
["FWS02AAFN6V3--R",19849,"Komerční<4PIPE                   ","Komerční"]
["FWS02AAFV6V3--R",34744,"Komerční<4PIPE                   ","Komerční"]
["FWS02AATD6V3---",22236,"Komerční<2PIPE                   ","Komerční"]
["FWS02AATN6V3--R",17969,"Komerční<2PIPE                   ","Komerční"]
["FWS02AATV6V3--R",26284,"Komerční<2PIPE                   ","Komerční"]
["FWS02AFN",19849,"FANCOIL jednotka typu Flexi BLDC 4 tr","Komerční"]
["FWS02AFV",34744,"FANCOIL jednotka typu Flexi BLDC 4 tr","Komerční"]
["FWS02ATN",17969,"FANCOIL jednotka typu Flexi BLDC 2 tr","Komerční"]
["FWS02ATV",26284,"FANCOIL jednotka typu Flexi BLDC 2 tr","Komerční"]
["FWS03AAFD6V3---",30045,"FANCOIL jednotka typu Flexi BLDC 4 tr","Komerční"]
["FWS03AAFN6V3--R",21548,"Komerční<4PIPE                   ","Komerční"]
["FWS03AAFV6V3--R",36444,"Komerční<4PIPE                   ","Komerční"]
["FWS03AATD6V3---",23429,"Komerční<2PIPE                   ","Komerční"]
["FWS03AATN6V3--R",19198,"Komerční<2PIPE                   ","Komerční"]
["FWS03AATV6V3--R",27405,"Komerční<2PIPE                   ","Komerční"]
["FWS03AFN",21548,"FANCOIL jednotka typu Flexi BLDC 4 tr","Komerční"]
["FWS03AFV",36444,"FANCOIL jednotka typu Flexi BLDC 4 tr","Komerční"]
["FWS03ATN",19198,"FANCOIL jednotka typu Flexi BLDC 2 tr","Komerční"]
["FWS03ATV",27405,"FANCOIL jednotka typu Flexi BLDC 2 tr","Komerční"]
["FWS06AAFD6V3---",33625,"FANCOIL jednotka typu Flexi BLDC 4 tr","Komerční"]
["FWS06AAFN6V3--R",24657,"Komerční<4PIPE                   ","Komerční"]
["FWS06AAFV6V3--R",39625,"Komerční<4PIPE                   ","Komerční"]
["FWS06AATD6V3---",26537,"Komerční<2PIPE                   ","Komerční"]
["FWS06AATN6V3--R",22019,"Komerční<2PIPE                   ","Komerční"]
["FWS06AATV6V3--R",30588,"Komerční<2PIPE                   ","Komerční"]
["FWS06AFN",24657,"FANCOIL jednotka typu Flexi BLDC 4 tr","Komerční"]
["FWS06AFV",39625,"FANCOIL jednotka typu Flexi BLDC 4 tr","Komerční"]
["FWS06ATN",22019,"FANCOIL jednotka typu Flexi BLDC 2 tr","Komerční"]
["FWS06ATV",30588,"FANCOIL jednotka typu Flexi BLDC 2 tr","Komerční"]
["FWS08AAFD6V3---",40204,"Komerční<4PIPE                   ","Komerční"]
["FWS08AAFN6V3--R",30876,"Komerční<4PIPE                   ","Komerční"]
["FWS08AAFV6V3--R",46602,"Komerční<4PIPE                   ","Komerční"]
["FWS08AATD6V3---",32213,"Komerční<2PIPE                   ","Komerční"]
["FWS08AATN6V3--R",27478,"Komerční<2PIPE                   ","Komerční"]
["FWS08AATV6V3--R",36732,"Komerční<2PIPE                   ","Komerční"]
["FWS08AFN",30876,"FANCOIL jednotka typu Flexi BLDC 4 tr","Komerční"]
["FWS08AFV",46602,"FANCOIL jednotka typu Flexi BLDC 4 tr","Komerční"]
["FWS08ATN",27478,"FANCOIL jednotka typu Flexi BLDC 2 tr","Komerční"]
["FWS08ATV",36732,"FANCOIL jednotka typu Flexi BLDC 2 tr","Komerční"]
["FWT02CT",12798,"FANCOIL nástěnná jednotka 2 tr","Komerční"]
["FWT02GT",12798,"FANCOIL nástěnná jednotka 2 tr","Komerční"]
["FWT03GT",13270,"FANCOIL nástěnná jednotka 2 tr","Komerční"]
["FWT04CT",15257,"FANCOIL nástěnná jednotka 2 tr","Komerční"]
["FWT04GT",15257,"FANCOIL nástěnná jednotka 2 tr","Komerční"]
["FWT05GT",18366,"FANCOIL nástěnná jednotka 2 tr","Komerční"]
["FWT06CT",19668,"FANCOIL nástěnná jednotka 2 tr","Komerční"]
["FWT06GT",19668,"FANCOIL nástěnná jednotka 2 tr","Komerční"]
["FWTOUCHB",10145,0,"Komerční"]
["FWTOUCHG",10145,0,"Komerční"]
["FWTOUCHW",10145,0,"Komerční"]
["FWTSKA",484,"sada teplotního čidla","Komerční"]
["FWV01DAFD6V3---",22704,"Komerční<4PIPE                   ","Komerční"]
["FWV01DAFD6V3--R",22677,0,"Komerční"]
["FWV01DAFD6V3--T",22834,"Komerční<4PIPE                   ","Komerční"]
["FWV01DAFD6V3-1-",28092,0,"Komerční"]
["FWV01DAFD6V3-1R",28092,0,"Komerční"]
["FWV01DAFD6V3-2-",30368,0,"Komerční"]
["FWV01DAFD6V3-2R",30368,0,"Komerční"]
["FWV01DAFD6V3-3-",32644,0,"Komerční"]
["FWV01DAFD6V3-3R",32644,0,"Komerční"]
["FWV01DAFD6V3-S-",28406,0,"Komerční"]
["FWV01DAFN6V3--R",14028,"Komerční<4PIPE                   ","Komerční"]
["FWV01DAFN6V3--T",14124,0,"Komerční"]
["FWV01DAFN6V3-1-",19381,0,"Komerční"]
["FWV01DAFN6V3-1R",19381,0,"Komerční"]
["FWV01DAFN6V3-2-",21658,0,"Komerční"]
["FWV01DAFN6V3-2R",21658,0,"Komerční"]
["FWV01DAFN6V3-3-",23934,0,"Komerční"]
["FWV01DAFN6V3-3R",23934,0,"Komerční"]
["FWV01DAFN6V3-S-",19697,0,"Komerční"]
["FWV01DAFN6V3-SR",19697,0,"Komerční"]
["FWV01DAFO6V3---",29662,0,"Komerční"]
["FWV01DAFO6V3--R",29662,0,"Komerční"]
["FWV01DAFO6V3-3-",39549,0,"Komerční"]
["FWV01DAFO6V3-3R",39549,0,"Komerční"]
["FWV01DAFP6V3---",38764,0,"Komerční"]
["FWV01DAFP6V3--R",38764,0,"Komerční"]
["FWV01DAFP6V3-3-",48651,0,"Komerční"]
["FWV01DAFP6V3-3R",48651,0,"Komerční"]
["FWV01DAFT6V3---",20167,0,"Komerční"]
["FWV01DAFT6V3--R",20167,0,"Komerční"]
["FWV01DAFT6V3-1-",25502,0,"Komerční"]
["FWV01DAFT6V3-1R",25502,0,"Komerční"]
["FWV01DAFT6V3-2-",27777,0,"Komerční"]
["FWV01DAFT6V3-2R",27777,0,"Komerční"]
["FWV01DAFT6V3-3-",30054,0,"Komerční"]
["FWV01DAFT6V3-3R",30054,0,"Komerční"]
["FWV01DAFT6V3-S-",25817,0,"Komerční"]
["FWV01DAFU6V3---",20167,0,"Komerční"]
["FWV01DAFU6V3--R",20167,0,"Komerční"]
["FWV01DAFV6V3--R",29177,"Komerční<4PIPE                   ","Komerční"]
["FWV01DAFV6V3-1-",34527,0,"Komerční"]
["FWV01DAFV6V3-1R",34527,0,"Komerční"]
["FWV01DAFV6V3-2-",36882,0,"Komerční"]
["FWV01DAFV6V3-2R",36882,0,"Komerční"]
["FWV01DAFV6V3-3-",39157,0,"Komerční"]
["FWV01DAFV6V3-3R",39157,0,"Komerční"]
["FWV01DAFV6V3-S-",34919,0,"Komerční"]
["FWV01DAFV6V3-SR",34919,0,"Komerční"]
["FWV01DAFW6V3---",29191,0,"Komerční"]
["FWV01DAFW6V3--R",29191,0,"Komerční"]
["FWV01DARD6V3---",19057,"Komerční<2PIPE                   ","Komerční"]
["FWV01DARD6V3--R",19068,0,"Komerční"]
["FWV01DARD6V3-1-",24404,0,"Komerční"]
["FWV01DARD6V3-1R",24404,0,"Komerční"]
["FWV01DARD6V3-2-",26758,0,"Komerční"]
["FWV01DARD6V3-2R",26758,0,"Komerční"]
["FWV01DARD6V3-3-",28955,0,"Komerční"]
["FWV01DARD6V3-3R",28955,0,"Komerční"]
["FWV01DARN6V3---",14647,"Komerční<2PIPE                   ","Komerční"]
["FWV01DARN6V3--R",14752,0,"Komerční"]
["FWV01DARN6V3-1-",20010,0,"Komerční"]
["FWV01DARN6V3-1R",20010,0,"Komerční"]
["FWV01DARN6V3-2-",22364,0,"Komerční"]
["FWV01DARN6V3-2R",22364,0,"Komerční"]
["FWV01DARN6V3-3-",24640,0,"Komerční"]
["FWV01DARN6V3-3R",24640,0,"Komerční"]
["FWV01DARO6V3---",22521,0,"Komerční"]
["FWV01DARO6V3--R",22521,0,"Komerční"]
["FWV01DARO6V3-3-",32407,0,"Komerční"]
["FWV01DARO6V3-3R",32407,0,"Komerční"]
["FWV01DARP6V3---",27935,0,"Komerční"]
["FWV01DARP6V3--R",27935,0,"Komerční"]
["FWV01DARP6V3-3-",37823,0,"Komerční"]
["FWV01DARP6V3-3R",37823,0,"Komerční"]
["FWV01DART6V3---",17734,0,"Komerční"]
["FWV01DART6V3--R",17734,0,"Komerční"]
["FWV01DART6V3-1-",23070,0,"Komerční"]
["FWV01DART6V3-1R",23070,0,"Komerční"]
["FWV01DART6V3-2-",25425,0,"Komerční"]
["FWV01DART6V3-2R",25425,0,"Komerční"]
["FWV01DART6V3-3-",27621,0,"Komerční"]
["FWV01DART6V3-3R",27621,0,"Komerční"]
["FWV01DARU6V3---",17734,0,"Komerční"]
["FWV01DARU6V3--R",17734,0,"Komerční"]
["FWV01DARV6V3---",23149,0,"Komerční"]
["FWV01DARV6V3--R",23149,0,"Komerční"]
["FWV01DARV6V3-1-",28485,0,"Komerční"]
["FWV01DARV6V3-1R",28485,0,"Komerční"]
["FWV01DARV6V3-2-",30760,0,"Komerční"]
["FWV01DARV6V3-2R",30760,0,"Komerční"]
["FWV01DARV6V3-3-",33036,0,"Komerční"]
["FWV01DARV6V3-3R",33036,0,"Komerční"]
["FWV01DARW6V3---",23149,0,"Komerční"]
["FWV01DARW6V3--R",23149,0,"Komerční"]
["FWV01DATD6V3---",16487,"Komerční<2PIPE                   ","Komerční"]
["FWV01DATD6V3--R",16479,"Komerční<2PIPE                   ","Komerční"]
["FWV01DATD6V3-1-",21815,0,"Komerční"]
["FWV01DATD6V3-1R",21815,0,"Komerční"]
["FWV01DATD6V3-2-",24091,0,"Komerční"]
["FWV01DATD6V3-2R",24091,0,"Komerční"]
["FWV01DATD6V3-3-",26366,0,"Komerční"]
["FWV01DATD6V3-3R",26366,0,"Komerční"]
["FWV01DATD6V3-S-",22207,0,"Komerční"]
["FWV01DATD6V3E--",28328,0,"Komerční"]
["FWV01DATD6V3E-R",28328,0,"Komerční"]
["FWV01DATD6V3E1-",33664,0,"Komerční"]
["FWV01DATD6V3E1R",33664,0,"Komerční"]
["FWV01DATD6V3E2-",35939,0,"Komerční"]
["FWV01DATD6V3E2R",35939,0,"Komerční"]
["FWV01DATD6V3E3-",38215,0,"Komerční"]
["FWV01DATD6V3E3R",38215,0,"Komerční"]
["FWV01DATN6V3--R",12148,"Komerční<2PIPE                   ","Komerční"]
["FWV01DATN6V3-1-",17421,0,"Komerční"]
["FWV01DATN6V3-1R",17421,0,"Komerční"]
["FWV01DATN6V3-2-",19774,0,"Komerční"]
["FWV01DATN6V3-2R",19774,0,"Komerční"]
["FWV01DATN6V3-3-",22049,0,"Komerční"]
["FWV01DATN6V3-3R",22049,0,"Komerční"]
["FWV01DATN6V3-S-",17813,0,"Komerční"]
["FWV01DATN6V3-SR",17813,0,"Komerční"]
["FWV01DATN6V3E--",23934,0,"Komerční"]
["FWV01DATN6V3E-R",23934,0,"Komerční"]
["FWV01DATN6V3E1-",29270,0,"Komerční"]
["FWV01DATN6V3E1R",29270,0,"Komerční"]
["FWV01DATN6V3E2-",31623,0,"Komerční"]
["FWV01DATN6V3E2R",31623,0,"Komerční"]
["FWV01DATN6V3E3-",33821,0,"Komerční"]
["FWV01DATN6V3E3R",33821,0,"Komerční"]
["FWV01DATN6V3ES-",29662,0,"Komerční"]
["FWV01DATO6V3---",19932,0,"Komerční"]
["FWV01DATO6V3--R",19932,0,"Komerční"]
["FWV01DATO6V3-3-",29819,0,"Komerční"]
["FWV01DATO6V3-3R",29819,0,"Komerční"]
["FWV01DATO6V3E--",31702,0,"Komerční"]
["FWV01DATO6V3E-R",31702,0,"Komerční"]
["FWV01DATO6V3E3-",41589,0,"Komerční"]
["FWV01DATO6V3E3R",41589,0,"Komerční"]
["FWV01DATP6V3---",25346,0,"Komerční"]
["FWV01DATP6V3--R",25346,0,"Komerční"]
["FWV01DATP6V3-3-",35232,0,"Komerční"]
["FWV01DATP6V3-3R",35232,0,"Komerční"]
["FWV01DATP6V3E--",37195,0,"Komerční"]
["FWV01DATP6V3E-R",37195,0,"Komerční"]
["FWV01DATP6V3E3-",47082,0,"Komerční"]
["FWV01DATP6V3E3R",47082,0,"Komerční"]
["FWV01DATT6V3---",15146,0,"Komerční"]
["FWV01DATT6V3--R",15146,0,"Komerční"]
["FWV01DATT6V3-1-",20481,0,"Komerční"]
["FWV01DATT6V3-1R",20481,0,"Komerční"]
["FWV01DATT6V3-2-",22834,0,"Komerční"]
["FWV01DATT6V3-2R",22834,0,"Komerční"]
["FWV01DATT6V3-3-",25032,0,"Komerční"]
["FWV01DATT6V3-3R",25032,0,"Komerční"]
["FWV01DATT6V3-S-",20873,0,"Komerční"]
["FWV01DATT6V3E--",26915,0,"Komerční"]
["FWV01DATT6V3E-R",26915,0,"Komerční"]
["FWV01DATT6V3E1-",32251,0,"Komerční"]
["FWV01DATT6V3E1R",32251,0,"Komerční"]
["FWV01DATT6V3E2-",34605,0,"Komerční"]
["FWV01DATT6V3E2R",34605,0,"Komerční"]
["FWV01DATT6V3E3-",36882,0,"Komerční"]
["FWV01DATT6V3E3R",36882,0,"Komerční"]
["FWV01DATU6V3---",15146,0,"Komerční"]
["FWV01DATU6V3--R",15146,0,"Komerční"]
["FWV01DATU6V3E--",26915,0,"Komerční"]
["FWV01DATU6V3E-R",26915,0,"Komerční"]
["FWV01DATV6V3--R",20537,"Komerční<2PIPE                   ","Komerční"]
["FWV01DATV6V3-1-",25895,0,"Komerční"]
["FWV01DATV6V3-1R",25895,0,"Komerční"]
["FWV01DATV6V3-2-",28170,0,"Komerční"]
["FWV01DATV6V3-2R",28170,0,"Komerční"]
["FWV01DATV6V3-3-",30447,0,"Komerční"]
["FWV01DATV6V3-3R",30447,0,"Komerční"]
["FWV01DATV6V3-S-",26287,0,"Komerční"]
["FWV01DATV6V3-SR",26287,0,"Komerční"]
["FWV01DATV6V3E--",32407,0,"Komerční"]
["FWV01DATV6V3E-R",32407,0,"Komerční"]
["FWV01DATV6V3E1-",37666,0,"Komerční"]
["FWV01DATV6V3E1R",37666,0,"Komerční"]
["FWV01DATV6V3E2-",40019,0,"Komerční"]
["FWV01DATV6V3E2R",40019,0,"Komerční"]
["FWV01DATV6V3E3-",42295,0,"Komerční"]
["FWV01DATV6V3E3R",42295,0,"Komerční"]
["FWV01DATV6V3ES-",38058,0,"Komerční"]
["FWV01DATW6V3---",20559,0,"Komerční"]
["FWV01DATW6V3--R",20559,0,"Komerční"]
["FWV01DATW6V3E--",32407,0,"Komerční"]
["FWV01DATW6V3E-R",32407,0,"Komerční"]
["FWV01DFN",14028,"FANCOIL parapetní jednotka 4 tr","Komerční"]
["FWV01DFV",29177,"FANCOIL parapetní jednotka 4 tr","Komerční"]
["FWV01DTN",12148,"FANCOIL parapetní jednotka 2 tr","Komerční"]
["FWV01DTV",20537,"FANCOIL parapetní jednotka 2 tr","Komerční"]
["FWV02DAFD6V3---",24006,"Komerční<4PIPE                   ","Komerční"]
["FWV02DAFD6V3--R",24091,0,"Komerční"]
["FWV02DAFD6V3--T",24169,"Komerční<4PIPE                   ","Komerční"]
["FWV02DAFD6V3-1-",29427,0,"Komerční"]
["FWV02DAFD6V3-1R",29427,0,"Komerční"]
["FWV02DAFD6V3-2-",31702,0,"Komerční"]
["FWV02DAFD6V3-2R",31702,0,"Komerční"]
["FWV02DAFD6V3-3-",33978,0,"Komerční"]
["FWV02DAFD6V3-3R",33978,0,"Komerční"]
["FWV02DAFD6V3-S-",29819,0,"Komerční"]
["FWV02DAFD6VS---",25974,0,"Komerční"]
["FWV02DAFD6VS--R",25974,0,"Komerční"]
["FWV02DAFD6VS-1-",31230,0,"Komerční"]
["FWV02DAFD6VS-1R",31230,0,"Komerční"]
["FWV02DAFD6VS-2-",33585,0,"Komerční"]
["FWV02DAFD6VS-2R",33585,0,"Komerční"]
["FWV02DAFD6VS-3-",35860,0,"Komerční"]
["FWV02DAFD6VS-3R",35860,0,"Komerční"]
["FWV02DAFN6V3--R",15330,"Komerční<4PIPE                   ","Komerční"]
["FWV02DAFN6V3--T",15459,0,"Komerční"]
["FWV02DAFN6V3-1-",20638,0,"Komerční"]
["FWV02DAFN6V3-1R",20638,0,"Komerční"]
["FWV02DAFN6V3-2-",22992,0,"Komerční"]
["FWV02DAFN6V3-2R",22992,0,"Komerční"]
["FWV02DAFN6V3-3-",25268,0,"Komerční"]
["FWV02DAFN6V3-3R",25268,0,"Komerční"]
["FWV02DAFN6V3-S-",21030,0,"Komerční"]
["FWV02DAFN6V3-SR",21030,0,"Komerční"]
["FWV02DAFN6VS---",17264,0,"Komerční"]
["FWV02DAFN6VS--R",17264,0,"Komerční"]
["FWV02DAFN6VS-1-",22521,0,"Komerční"]
["FWV02DAFN6VS-1R",22521,0,"Komerční"]
["FWV02DAFN6VS-2-",24875,0,"Komerční"]
["FWV02DAFN6VS-2R",24875,0,"Komerční"]
["FWV02DAFN6VS-3-",27151,0,"Komerční"]
["FWV02DAFN6VS-3R",27151,0,"Komerční"]
["FWV02DAFO6V3---",30996,0,"Komerční"]
["FWV02DAFO6V3--R",30996,0,"Komerční"]
["FWV02DAFO6V3-3-",40883,0,"Komerční"]
["FWV02DAFO6V3-3R",40883,0,"Komerční"]
["FWV02DAFO6VS---",32880,0,"Komerční"]
["FWV02DAFO6VS--R",32880,0,"Komerční"]
["FWV02DAFO6VS-3-",42766,0,"Komerční"]
["FWV02DAFO6VS-3R",42766,0,"Komerční"]
["FWV02DAFP6V3---",40098,0,"Komerční"]
["FWV02DAFP6V3--R",40098,0,"Komerční"]
["FWV02DAFP6V3-3-",49986,0,"Komerční"]
["FWV02DAFP6V3-3R",49986,0,"Komerční"]
["FWV02DAFP6VS---",41982,0,"Komerční"]
["FWV02DAFP6VS--R",41982,0,"Komerční"]
["FWV02DAFP6VS-3-",51868,0,"Komerční"]
["FWV02DAFP6VS-3R",51868,0,"Komerční"]
["FWV02DAFT6V3---",21500,0,"Komerční"]
["FWV02DAFT6V3--R",21500,0,"Komerční"]
["FWV02DAFT6V3-1-",26836,0,"Komerční"]
["FWV02DAFT6V3-1R",26836,0,"Komerční"]
["FWV02DAFT6V3-2-",29191,0,"Komerční"]
["FWV02DAFT6V3-2R",29191,0,"Komerční"]
["FWV02DAFT6V3-3-",31388,0,"Komerční"]
["FWV02DAFT6V3-3R",31388,0,"Komerční"]
["FWV02DAFT6V3-S-",27228,0,"Komerční"]
["FWV02DAFT6VS---",23384,0,"Komerční"]
["FWV02DAFT6VS--R",23384,0,"Komerční"]
["FWV02DAFT6VS-1-",28642,0,"Komerční"]
["FWV02DAFT6VS-1R",28642,0,"Komerční"]
["FWV02DAFT6VS-2-",30996,0,"Komerční"]
["FWV02DAFT6VS-2R",30996,0,"Komerční"]
["FWV02DAFT6VS-3-",33272,0,"Komerční"]
["FWV02DAFT6VS-3R",33272,0,"Komerční"]
["FWV02DAFU6V3---",21500,0,"Komerční"]
["FWV02DAFU6V3--R",21500,0,"Komerční"]
["FWV02DAFU6VS---",23384,0,"Komerční"]
["FWV02DAFU6VS--R",23384,0,"Komerční"]
["FWV02DAFV6V3--R",30588,"Komerční<4PIPE                   ","Komerční"]
["FWV02DAFV6V3-1-",35860,0,"Komerční"]
["FWV02DAFV6V3-1R",35860,0,"Komerční"]
["FWV02DAFV6V3-2-",38215,0,"Komerční"]
["FWV02DAFV6V3-2R",38215,0,"Komerční"]
["FWV02DAFV6V3-3-",40490,0,"Komerční"]
["FWV02DAFV6V3-3R",40490,0,"Komerční"]
["FWV02DAFV6V3-S-",36253,0,"Komerční"]
["FWV02DAFV6V3-SR",36253,0,"Komerční"]
["FWV02DAFV6VS---",32407,0,"Komerční"]
["FWV02DAFV6VS--R",32407,0,"Komerční"]
["FWV02DAFV6VS-1-",37666,0,"Komerční"]
["FWV02DAFV6VS-1R",37666,0,"Komerční"]
["FWV02DAFV6VS-2-",40019,0,"Komerční"]
["FWV02DAFV6VS-2R",40019,0,"Komerční"]
["FWV02DAFV6VS-3-",42295,0,"Komerční"]
["FWV02DAFV6VS-3R",42295,0,"Komerční"]
["FWV02DAFW6V3---",30525,0,"Komerční"]
["FWV02DAFW6V3--R",30525,0,"Komerční"]
["FWV02DAFW6VS---",32407,0,"Komerční"]
["FWV02DAFW6VS--R",32407,0,"Komerční"]
["FWV02DARD6V3---",19783,"Komerční<2PIPE                   ","Komerční"]
["FWV02DARD6V3--R",19774,0,"Komerční"]
["FWV02DARD6V3-1-",25110,0,"Komerční"]
["FWV02DARD6V3-1R",25110,0,"Komerční"]
["FWV02DARD6V3-2-",27464,0,"Komerční"]
["FWV02DARD6V3-2R",27464,0,"Komerční"]
["FWV02DARD6V3-3-",29662,0,"Komerční"]
["FWV02DARD6V3-3R",29662,0,"Komerční"]
["FWV02DARD6VS---",21579,0,"Komerční"]
["FWV02DARD6VS--R",21579,0,"Komerční"]
["FWV02DARD6VS-1-",26915,0,"Komerční"]
["FWV02DARD6VS-1R",26915,0,"Komerční"]
["FWV02DARD6VS-2-",29270,0,"Komerční"]
["FWV02DARD6VS-2R",29270,0,"Komerční"]
["FWV02DARD6VS-3-",31545,0,"Komerční"]
["FWV02DARD6VS-3R",31545,0,"Komerční"]
["FWV02DARN6V3---",15394,"Komerční<2PIPE                   ","Komerční"]
["FWV02DARN6V3--R",15380,0,"Komerční"]
["FWV02DARN6V3-1-",20717,0,"Komerční"]
["FWV02DARN6V3-1R",20717,0,"Komerční"]
["FWV02DARN6V3-2-",23070,0,"Komerční"]
["FWV02DARN6V3-2R",23070,0,"Komerční"]
["FWV02DARN6V3-3-",25346,0,"Komerční"]
["FWV02DARN6V3-3R",25346,0,"Komerční"]
["FWV02DARN6VS---",17264,0,"Komerční"]
["FWV02DARN6VS--R",17264,0,"Komerční"]
["FWV02DARN6VS-1-",22599,0,"Komerční"]
["FWV02DARN6VS-1R",22599,0,"Komerční"]
["FWV02DARN6VS-2-",24953,0,"Komerční"]
["FWV02DARN6VS-2R",24953,0,"Komerční"]
["FWV02DARN6VS-3-",27228,0,"Komerční"]
["FWV02DARN6VS-3R",27228,0,"Komerční"]
["FWV02DARO6V3---",23149,0,"Komerční"]
["FWV02DARO6V3--R",23149,0,"Komerční"]
["FWV02DARO6V3-3-",33115,0,"Komerční"]
["FWV02DARO6V3-3R",33115,0,"Komerční"]
["FWV02DARO6VS---",25032,0,"Komerční"]
["FWV02DARO6VS--R",25032,0,"Komerční"]
["FWV02DARO6VS-3-",34919,0,"Komerční"]
["FWV02DARO6VS-3R",34919,0,"Komerční"]
["FWV02DARP6V3---",28642,0,"Komerční"]
["FWV02DARP6V3--R",28642,0,"Komerční"]
["FWV02DARP6V3-3-",38529,0,"Komerční"]
["FWV02DARP6V3-3R",38529,0,"Komerční"]
["FWV02DARP6VS---",30447,0,"Komerční"]
["FWV02DARP6VS--R",30447,0,"Komerční"]
["FWV02DARP6VS-3-",40333,0,"Komerční"]
["FWV02DARP6VS-3R",40333,0,"Komerční"]
["FWV02DART6V3---",18440,0,"Komerční"]
["FWV02DART6V3--R",18440,0,"Komerční"]
["FWV02DART6V3-1-",23775,0,"Komerční"]
["FWV02DART6V3-1R",23775,0,"Komerční"]
["FWV02DART6V3-2-",26052,0,"Komerční"]
["FWV02DART6V3-2R",26052,0,"Komerční"]
["FWV02DART6V3-3-",28328,0,"Komerční"]
["FWV02DART6V3-3R",28328,0,"Komerční"]
["FWV02DART6VS---",20246,0,"Komerční"]
["FWV02DART6VS--R",20246,0,"Komerční"]
["FWV02DART6VS-1-",25581,0,"Komerční"]
["FWV02DART6VS-1R",25581,0,"Komerční"]
["FWV02DART6VS-2-",27856,0,"Komerční"]
["FWV02DART6VS-2R",27856,0,"Komerční"]
["FWV02DART6VS-3-",30132,0,"Komerční"]
["FWV02DART6VS-3R",30132,0,"Komerční"]
["FWV02DARU6V3---",18440,0,"Komerční"]
["FWV02DARU6V3--R",18440,0,"Komerční"]
["FWV02DARU6VS---",20246,0,"Komerční"]
["FWV02DARU6VS--R",20246,0,"Komerční"]
["FWV02DARV6V3---",23854,0,"Komerční"]
["FWV02DARV6V3--R",23854,0,"Komerční"]
["FWV02DARV6V3-1-",29191,0,"Komerční"]
["FWV02DARV6V3-1R",29191,0,"Komerční"]
["FWV02DARV6V3-2-",31466,0,"Komerční"]
["FWV02DARV6V3-2R",31466,0,"Komerční"]
["FWV02DARV6V3-3-",33742,0,"Komerční"]
["FWV02DARV6V3-3R",33742,0,"Komerční"]
["FWV02DARV6VS---",25738,0,"Komerční"]
["FWV02DARV6VS--R",25738,0,"Komerční"]
["FWV02DARV6VS-1-",30996,0,"Komerční"]
["FWV02DARV6VS-1R",30996,0,"Komerční"]
["FWV02DARV6VS-2-",33350,0,"Komerční"]
["FWV02DARV6VS-2R",33350,0,"Komerční"]
["FWV02DARV6VS-3-",35625,0,"Komerční"]
["FWV02DARV6VS-3R",35625,0,"Komerční"]
["FWV02DARW6V3---",23854,0,"Komerční"]
["FWV02DARW6V3--R",23854,0,"Komerční"]
["FWV02DARW6VS---",25738,0,"Komerční"]
["FWV02DARW6VS--R",25738,0,"Komerční"]
["FWV02DATD6V3---",17715,"Komerční<2PIPE                   ","Komerční"]
["FWV02DATD6V3--R",17734,0,"Komerční"]
["FWV02DATD6V3-1-",23070,0,"Komerční"]
["FWV02DATD6V3-1R",23070,0,"Komerční"]
["FWV02DATD6V3-2-",25346,0,"Komerční"]
["FWV02DATD6V3-2R",25346,0,"Komerční"]
["FWV02DATD6V3-3-",27621,0,"Komerční"]
["FWV02DATD6V3-3R",27621,0,"Komerční"]
["FWV02DATD6V3-S-",23384,0,"Komerční"]
["FWV02DATD6V3E--",29504,0,"Komerční"]
["FWV02DATD6V3E-R",29504,0,"Komerční"]
["FWV02DATD6V3E1-",34841,0,"Komerční"]
["FWV02DATD6V3E1R",34841,0,"Komerční"]
["FWV02DATD6V3E2-",37195,0,"Komerční"]
["FWV02DATD6V3E2R",37195,0,"Komerční"]
["FWV02DATD6V3E3-",39470,0,"Komerční"]
["FWV02DATD6V3E3R",39470,0,"Komerční"]
["FWV02DATD6VS---",19540,0,"Komerční"]
["FWV02DATD6VS--R",19540,0,"Komerční"]
["FWV02DATD6VS-1-",24875,0,"Komerční"]
["FWV02DATD6VS-1R",24875,0,"Komerční"]
["FWV02DATD6VS-2-",27228,0,"Komerční"]
["FWV02DATD6VS-2R",27228,0,"Komerční"]
["FWV02DATD6VS-3-",29427,0,"Komerční"]
["FWV02DATD6VS-3R",29427,0,"Komerční"]
["FWV02DATD6VSE--",31388,0,"Komerční"]
["FWV02DATD6VSE-R",31388,0,"Komerční"]
["FWV02DATD6VSE1-",36645,0,"Komerční"]
["FWV02DATD6VSE1R",36645,0,"Komerční"]
["FWV02DATD6VSE2-",39000,0,"Komerční"]
["FWV02DATD6VSE2R",39000,0,"Komerční"]
["FWV02DATD6VSE3-",41276,0,"Komerční"]
["FWV02DATD6VSE3R",41276,0,"Komerční"]
["FWV02DATN6V3--R",13376,"FWV02DTN + right-sided connections      ","Komerční"]
["FWV02DATN6V3-1-",18675,0,"Komerční"]
["FWV02DATN6V3-1R",18675,0,"Komerční"]
["FWV02DATN6V3-2-",21030,0,"Komerční"]
["FWV02DATN6V3-2R",21030,0,"Komerční"]
["FWV02DATN6V3-3-",23226,0,"Komerční"]
["FWV02DATN6V3-3R",23226,0,"Komerční"]
["FWV02DATN6V3-S-",19068,0,"Komerční"]
["FWV02DATN6V3-SR",19068,0,"Komerční"]
["FWV02DATN6V3E--",25189,0,"Komerční"]
["FWV02DATN6V3E-R",25189,0,"Komerční"]
["FWV02DATN6V3E1-",30525,0,"Komerční"]
["FWV02DATN6V3E1R",30525,0,"Komerční"]
["FWV02DATN6V3E2-",32801,0,"Komerční"]
["FWV02DATN6V3E2R",32801,0,"Komerční"]
["FWV02DATN6V3E3-",35076,0,"Komerční"]
["FWV02DATN6V3E3R",35076,0,"Komerční"]
["FWV02DATN6V3ES-",30838,0,"Komerční"]
["FWV02DATN6VS---",15222,0,"Komerční"]
["FWV02DATN6VS--R",15222,0,"Komerční"]
["FWV02DATN6VS-1-",20559,0,"Komerční"]
["FWV02DATN6VS-1R",20559,0,"Komerční"]
["FWV02DATN6VS-2-",22913,0,"Komerční"]
["FWV02DATN6VS-2R",22913,0,"Komerční"]
["FWV02DATN6VS-3-",25110,0,"Komerční"]
["FWV02DATN6VS-3R",25110,0,"Komerční"]
["FWV02DATN6VSE--",27072,0,"Komerční"]
["FWV02DATN6VSE-R",27072,0,"Komerční"]
["FWV02DATN6VSE1-",32329,0,"Komerční"]
["FWV02DATN6VSE1R",32329,0,"Komerční"]
["FWV02DATN6VSE2-",34683,0,"Komerční"]
["FWV02DATN6VSE2R",34683,0,"Komerční"]
["FWV02DATN6VSE3-",36958,0,"Komerční"]
["FWV02DATN6VSE3R",36958,0,"Komerční"]
["FWV02DATO6V3---",21108,0,"Komerční"]
["FWV02DATO6V3--R",21108,0,"Komerční"]
["FWV02DATO6V3-3-",30996,0,"Komerční"]
["FWV02DATO6V3-3R",30996,0,"Komerční"]
["FWV02DATO6V3E--",32957,0,"Komerční"]
["FWV02DATO6V3E-R",32957,0,"Komerční"]
["FWV02DATO6V3E3-",42845,0,"Komerční"]
["FWV02DATO6V3E3R",42845,0,"Komerční"]
["FWV02DATO6VS---",22992,0,"Komerční"]
["FWV02DATO6VS--R",22992,0,"Komerční"]
["FWV02DATO6VS-3-",32880,0,"Komerční"]
["FWV02DATO6VS-3R",32880,0,"Komerční"]
["FWV02DATO6VSE--",34762,0,"Komerční"]
["FWV02DATO6VSE-R",34762,0,"Komerční"]
["FWV02DATO6VSE3-",44728,0,"Komerční"]
["FWV02DATO6VSE3R",44728,0,"Komerční"]
["FWV02DATP6V3---",26601,0,"Komerční"]
["FWV02DATP6V3--R",26601,0,"Komerční"]
["FWV02DATP6V3-3-",36488,0,"Komerční"]
["FWV02DATP6V3-3R",36488,0,"Komerční"]
["FWV02DATP6V3E--",38372,0,"Komerční"]
["FWV02DATP6V3E-R",38372,0,"Komerční"]
["FWV02DATP6V3E3-",48259,0,"Komerční"]
["FWV02DATP6V3E3R",48259,0,"Komerční"]
["FWV02DATP6VS---",28406,0,"Komerční"]
["FWV02DATP6VS--R",28406,0,"Komerční"]
["FWV02DATP6VS-3-",38293,0,"Komerční"]
["FWV02DATP6VS-3R",38293,0,"Komerční"]
["FWV02DATP6VSE--",40177,0,"Komerční"]
["FWV02DATP6VSE-R",40177,0,"Komerční"]
["FWV02DATP6VSE3-",50064,0,"Komerční"]
["FWV02DATP6VSE3R",50064,0,"Komerční"]
["FWV02DATT6V3---",16321,"Komerční<2PIPE                   ","Komerční"]
["FWV02DATT6V3--R",16321,0,"Komerční"]
["FWV02DATT6V3-1-",21658,0,"Komerční"]
["FWV02DATT6V3-1R",21658,0,"Komerční"]
["FWV02DATT6V3-2-",24012,0,"Komerční"]
["FWV02DATT6V3-2R",24012,0,"Komerční"]
["FWV02DATT6V3-3-",26287,0,"Komerční"]
["FWV02DATT6V3-3R",26287,0,"Komerční"]
["FWV02DATT6V3-S-",22049,0,"Komerční"]
["FWV02DATT6V3E--",28170,0,"Komerční"]
["FWV02DATT6V3E-R",28170,0,"Komerční"]
["FWV02DATT6V3E1-",33506,0,"Komerční"]
["FWV02DATT6V3E1R",33506,0,"Komerční"]
["FWV02DATT6V3E2-",35860,0,"Komerční"]
["FWV02DATT6V3E2R",35860,0,"Komerční"]
["FWV02DATT6V3E3-",38058,0,"Komerční"]
["FWV02DATT6V3E3R",38058,0,"Komerční"]
["FWV02DATT6VS---",18205,0,"Komerční"]
["FWV02DATT6VS--R",18205,0,"Komerční"]
["FWV02DATT6VS-1-",23462,0,"Komerční"]
["FWV02DATT6VS-1R",23462,0,"Komerční"]
["FWV02DATT6VS-2-",25817,0,"Komerční"]
["FWV02DATT6VS-2R",25817,0,"Komerční"]
["FWV02DATT6VS-3-",28092,0,"Komerční"]
["FWV02DATT6VS-3R",28092,0,"Komerční"]
["FWV02DATT6VSE--",29976,0,"Komerční"]
["FWV02DATT6VSE-R",29976,0,"Komerční"]
["FWV02DATT6VSE1-",35311,0,"Komerční"]
["FWV02DATT6VSE1R",35311,0,"Komerční"]
["FWV02DATT6VSE2-",37666,0,"Komerční"]
["FWV02DATT6VSE2R",37666,0,"Komerční"]
["FWV02DATT6VSE3-",39862,0,"Komerční"]
["FWV02DATT6VSE3R",39862,0,"Komerční"]
["FWV02DATU6V3---",16321,0,"Komerční"]
["FWV02DATU6V3--R",16321,0,"Komerční"]
["FWV02DATU6V3E--",28170,0,"Komerční"]
["FWV02DATU6V3E-R",28170,0,"Komerční"]
["FWV02DATU6VS---",18205,0,"Komerční"]
["FWV02DATU6VS--R",18205,0,"Komerční"]
["FWV02DATU6VSE--",29976,0,"Komerční"]
["FWV02DATU6VSE-R",29976,0,"Komerční"]
["FWV02DATV6V3--R",21765,"Komerční<2PIPE                   ","Komerční"]
["FWV02DATV6V3-1-",27072,0,"Komerční"]
["FWV02DATV6V3-1R",27072,0,"Komerční"]
["FWV02DATV6V3-2-",29427,0,"Komerční"]
["FWV02DATV6V3-2R",29427,0,"Komerční"]
["FWV02DATV6V3-3-",31702,0,"Komerční"]
["FWV02DATV6V3-3R",31702,0,"Komerční"]
["FWV02DATV6V3-S-",27464,0,"Komerční"]
["FWV02DATV6V3-SR",27464,0,"Komerční"]
["FWV02DATV6V3E--",33585,0,"Komerční"]
["FWV02DATV6V3E-R",33585,0,"Komerční"]
["FWV02DATV6V3E1-",38921,0,"Komerční"]
["FWV02DATV6V3E1R",38921,0,"Komerční"]
["FWV02DATV6V3E2-",41276,0,"Komerční"]
["FWV02DATV6V3E2R",41276,0,"Komerční"]
["FWV02DATV6V3E3-",43472,0,"Komerční"]
["FWV02DATV6V3E3R",43472,0,"Komerční"]
["FWV02DATV6V3ES-",39313,0,"Komerční"]
["FWV02DATV6VS---",23619,0,"Komerční"]
["FWV02DATV6VS--R",23619,0,"Komerční"]
["FWV02DATV6VS-1-",28955,0,"Komerční"]
["FWV02DATV6VS-1R",28955,0,"Komerční"]
["FWV02DATV6VS-2-",31230,0,"Komerční"]
["FWV02DATV6VS-2R",31230,0,"Komerční"]
["FWV02DATV6VS-3-",33585,0,"Komerční"]
["FWV02DATV6VS-3R",33585,0,"Komerční"]
["FWV02DATV6VSE--",35468,0,"Komerční"]
["FWV02DATV6VSE-R",35468,0,"Komerční"]
["FWV02DATV6VSE1-",40726,0,"Komerční"]
["FWV02DATV6VSE1R",40726,0,"Komerční"]
["FWV02DATV6VSE2-",43080,0,"Komerční"]
["FWV02DATV6VSE2R",43080,0,"Komerční"]
["FWV02DATV6VSE3-",45355,0,"Komerční"]
["FWV02DATV6VSE3R",45355,0,"Komerční"]
["FWV02DATW6V3---",21736,0,"Komerční"]
["FWV02DATW6V3--R",21736,0,"Komerční"]
["FWV02DATW6V3E--",33585,0,"Komerční"]
["FWV02DATW6V3E-R",33585,0,"Komerční"]
["FWV02DATW6VS---",23619,0,"Komerční"]
["FWV02DATW6VS--R",23619,0,"Komerční"]
["FWV02DATW6VSE--",35468,0,"Komerční"]
["FWV02DATW6VSE-R",35468,0,"Komerční"]
["FWV02DFN",15330,"FANCOIL parapetní jednotka 4 tr","Komerční"]
["FWV02DFV",30588,"FANCOIL parapetní jednotka 4 tr","Komerční"]
["FWV02DTN",13376,"FANCOIL parapetní jednotka 2 tr","Komerční"]
["FWV02DTV",21765,"FANCOIL parapetní jednotka 2 tr","Komerční"]
["FWV03DAFD6V3---",25706,"Komerční<4PIPE                   ","Komerční"]
["FWV03DAFD6V3--R",25738,0,"Komerční"]
["FWV03DAFD6V3--T",25974,"Komerční<4PIPE                   ","Komerční"]
["FWV03DAFD6V3-1-",31074,0,"Komerční"]
["FWV03DAFD6V3-1R",31074,0,"Komerční"]
["FWV03DAFD6V3-2-",33429,0,"Komerční"]
["FWV03DAFD6V3-2R",33429,0,"Komerční"]
["FWV03DAFD6V3-3-",35704,0,"Komerční"]
["FWV03DAFD6V3-3R",35704,0,"Komerční"]
["FWV03DAFD6V3-S-",31466,0,"Komerční"]
["FWV03DAFD6VS---",27935,0,"Komerční"]
["FWV03DAFD6VS--R",27935,0,"Komerční"]
["FWV03DAFD6VS-1-",33272,0,"Komerční"]
["FWV03DAFD6VS-1R",33272,0,"Komerční"]
["FWV03DAFD6VS-2-",35547,0,"Komerční"]
["FWV03DAFD6VS-2R",35547,0,"Komerční"]
["FWV03DAFD6VS-3-",37744,0,"Komerční"]
["FWV03DAFD6VS-3R",37744,0,"Komerční"]
["FWV03DAFN6V3--R",17029,"Komerční<4PIPE                   ","Komerční"]
["FWV03DAFN6V3--T",17106,0,"Komerční"]
["FWV03DAFN6V3-1-",22364,0,"Komerční"]
["FWV03DAFN6V3-1R",22364,0,"Komerční"]
["FWV03DAFN6V3-2-",24719,0,"Komerční"]
["FWV03DAFN6V3-2R",24719,0,"Komerční"]
["FWV03DAFN6V3-3-",26915,0,"Komerční"]
["FWV03DAFN6V3-3R",26915,0,"Komerční"]
["FWV03DAFN6V3-S-",22756,0,"Komerční"]
["FWV03DAFN6V3-SR",22756,0,"Komerční"]
["FWV03DAFN6VS---",19147,0,"Komerční"]
["FWV03DAFN6VS--R",19147,0,"Komerční"]
["FWV03DAFN6VS-1-",24483,0,"Komerční"]
["FWV03DAFN6VS-1R",24483,0,"Komerční"]
["FWV03DAFN6VS-2-",26836,0,"Komerční"]
["FWV03DAFN6VS-2R",26836,0,"Komerční"]
["FWV03DAFN6VS-3-",29113,0,"Komerční"]
["FWV03DAFN6VS-3R",29113,0,"Komerční"]
["FWV03DAFO6V3---",32723,0,"Komerční"]
["FWV03DAFO6V3--R",32723,0,"Komerční"]
["FWV03DAFO6V3-3-",42609,0,"Komerční"]
["FWV03DAFO6V3-3R",42609,0,"Komerční"]
["FWV03DAFO6VS---",34841,0,"Komerční"]
["FWV03DAFO6VS--R",34841,0,"Komerční"]
["FWV03DAFO6VS-3-",44728,0,"Komerční"]
["FWV03DAFO6VS-3R",44728,0,"Komerční"]
["FWV03DAFP6V3---",41746,0,"Komerční"]
["FWV03DAFP6V3--R",41746,0,"Komerční"]
["FWV03DAFP6V3-3-",51712,0,"Komerční"]
["FWV03DAFP6V3-3R",51712,0,"Komerční"]
["FWV03DAFP6VS---",43943,0,"Komerční"]
["FWV03DAFP6VS--R",43943,0,"Komerční"]
["FWV03DAFP6VS-3-",53830,0,"Komerční"]
["FWV03DAFP6VS-3R",53830,0,"Komerční"]
["FWV03DAFT6V3---",23149,0,"Komerční"]
["FWV03DAFT6V3--R",23149,0,"Komerční"]
["FWV03DAFT6V3-1-",28485,0,"Komerční"]
["FWV03DAFT6V3-1R",28485,0,"Komerční"]
["FWV03DAFT6V3-2-",30838,0,"Komerční"]
["FWV03DAFT6V3-2R",30838,0,"Komerční"]
["FWV03DAFT6V3-3-",33115,0,"Komerční"]
["FWV03DAFT6V3-3R",33115,0,"Komerční"]
["FWV03DAFT6V3-S-",28877,0,"Komerční"]
["FWV03DAFT6VS---",25346,0,"Komerční"]
["FWV03DAFT6VS--R",25346,0,"Komerční"]
["FWV03DAFT6VS-1-",30681,0,"Komerční"]
["FWV03DAFT6VS-1R",30681,0,"Komerční"]
["FWV03DAFT6VS-2-",32957,0,"Komerční"]
["FWV03DAFT6VS-2R",32957,0,"Komerční"]
["FWV03DAFT6VS-3-",35232,0,"Komerční"]
["FWV03DAFT6VS-3R",35232,0,"Komerční"]
["FWV03DAFU6V3---",23149,0,"Komerční"]
["FWV03DAFU6V3--R",23149,0,"Komerční"]
["FWV03DAFU6VS---",25346,0,"Komerční"]
["FWV03DAFU6VS--R",25346,0,"Komerční"]
["FWV03DAFV6V3--R",32288,"Komerční<4PIPE                   ","Komerční"]
["FWV03DAFV6V3-1-",37587,0,"Komerční"]
["FWV03DAFV6V3-1R",37587,0,"Komerční"]
["FWV03DAFV6V3-2-",39862,0,"Komerční"]
["FWV03DAFV6V3-2R",39862,0,"Komerční"]
["FWV03DAFV6V3-3-",42138,0,"Komerční"]
["FWV03DAFV6V3-3R",42138,0,"Komerční"]
["FWV03DAFV6V3-S-",37980,0,"Komerční"]
["FWV03DAFV6V3-SR",37980,0,"Komerční"]
["FWV03DAFV6VS---",34449,0,"Komerční"]
["FWV03DAFV6VS--R",34449,0,"Komerční"]
["FWV03DAFV6VS-1-",39706,0,"Komerční"]
["FWV03DAFV6VS-1R",39706,0,"Komerční"]
["FWV03DAFV6VS-2-",42060,0,"Komerční"]
["FWV03DAFV6VS-2R",42060,0,"Komerční"]
["FWV03DAFV6VS-3-",44257,0,"Komerční"]
["FWV03DAFV6VS-3R",44257,0,"Komerční"]
["FWV03DAFW6V3---",32251,0,"Komerční"]
["FWV03DAFW6V3--R",32251,0,"Komerční"]
["FWV03DAFW6VS---",34449,0,"Komerční"]
["FWV03DAFW6VS--R",34449,0,"Komerční"]
["FWV03DARD6V3---",22143,"Komerční<2PIPE                   ","Komerční"]
["FWV03DARD6V3--R",22207,0,"Komerční"]
["FWV03DARD6V3-1-",27543,0,"Komerční"]
["FWV03DARD6V3-1R",27543,0,"Komerční"]
["FWV03DARD6V3-2-",29819,0,"Komerční"]
["FWV03DARD6V3-2R",29819,0,"Komerční"]
["FWV03DARD6V3-3-",32094,0,"Komerční"]
["FWV03DARD6V3-3R",32094,0,"Komerční"]
["FWV03DARD6VS---",24326,0,"Komerční"]
["FWV03DARD6VS--R",24326,0,"Komerční"]
["FWV03DARD6VS-1-",29662,0,"Komerční"]
["FWV03DARD6VS-1R",29662,0,"Komerční"]
["FWV03DARD6VS-2-",31937,0,"Komerční"]
["FWV03DARD6VS-2R",31937,0,"Komerční"]
["FWV03DARD6VS-3-",34213,0,"Komerční"]
["FWV03DARD6VS-3R",34213,0,"Komerční"]
["FWV03DARN6V3---",17812,"Komerční<2PIPE                   ","Komerční"]
["FWV03DARN6V3--R",17813,0,"Komerční"]
["FWV03DARN6V3-1-",23149,0,"Komerční"]
["FWV03DARN6V3-1R",23149,0,"Komerční"]
["FWV03DARN6V3-2-",25502,0,"Komerční"]
["FWV03DARN6V3-2R",25502,0,"Komerční"]
["FWV03DARN6V3-3-",27777,0,"Komerční"]
["FWV03DARN6V3-3R",27777,0,"Komerční"]
["FWV03DARN6VS---",20010,0,"Komerční"]
["FWV03DARN6VS--R",20010,0,"Komerční"]
["FWV03DARN6VS-1-",25346,0,"Komerční"]
["FWV03DARN6VS-1R",25346,0,"Komerční"]
["FWV03DARN6VS-2-",27621,0,"Komerční"]
["FWV03DARN6VS-2R",27621,0,"Komerční"]
["FWV03DARN6VS-3-",29897,0,"Komerční"]
["FWV03DARN6VS-3R",29897,0,"Komerční"]
["FWV03DARO6V3---",25581,0,"Komerční"]
["FWV03DARO6V3--R",25581,0,"Komerční"]
["FWV03DARO6V3-3-",35547,0,"Komerční"]
["FWV03DARO6V3-3R",35547,0,"Komerční"]
["FWV03DARO6VS---",27777,0,"Komerční"]
["FWV03DARO6VS--R",27777,0,"Komerční"]
["FWV03DARO6VS-3-",37666,0,"Komerční"]
["FWV03DARO6VS-3R",37666,0,"Komerční"]
["FWV03DARP6V3---",30996,0,"Komerční"]
["FWV03DARP6V3--R",30996,0,"Komerční"]
["FWV03DARP6V3-3-",40960,0,"Komerční"]
["FWV03DARP6V3-3R",40960,0,"Komerční"]
["FWV03DARP6VS---",33193,0,"Komerční"]
["FWV03DARP6VS--R",33193,0,"Komerční"]
["FWV03DARP6VS-3-",43080,0,"Komerční"]
["FWV03DARP6VS-3R",43080,0,"Komerční"]
["FWV03DART6V3---",20873,0,"Komerční"]
["FWV03DART6V3--R",20873,0,"Komerční"]
["FWV03DART6V3-1-",26130,0,"Komerční"]
["FWV03DART6V3-1R",26130,0,"Komerční"]
["FWV03DART6V3-2-",28485,0,"Komerční"]
["FWV03DART6V3-2R",28485,0,"Komerční"]
["FWV03DART6V3-3-",30760,0,"Komerční"]
["FWV03DART6V3-3R",30760,0,"Komerční"]
["FWV03DART6VS---",22992,0,"Komerční"]
["FWV03DART6VS--R",22992,0,"Komerční"]
["FWV03DART6VS-1-",28328,0,"Komerční"]
["FWV03DART6VS-1R",28328,0,"Komerční"]
["FWV03DART6VS-2-",30681,0,"Komerční"]
["FWV03DART6VS-2R",30681,0,"Komerční"]
["FWV03DART6VS-3-",32880,0,"Komerční"]
["FWV03DART6VS-3R",32880,0,"Komerční"]
["FWV03DARU6V3---",20873,0,"Komerční"]
["FWV03DARU6V3--R",20873,0,"Komerční"]
["FWV03DARU6VS---",22992,0,"Komerční"]
["FWV03DARU6VS--R",22992,0,"Komerční"]
["FWV03DARV6V3---",26287,0,"Komerční"]
["FWV03DARV6V3--R",26287,0,"Komerční"]
["FWV03DARV6V3-1-",31623,0,"Komerční"]
["FWV03DARV6V3-1R",31623,0,"Komerční"]
["FWV03DARV6V3-2-",33899,0,"Komerční"]
["FWV03DARV6V3-2R",33899,0,"Komerční"]
["FWV03DARV6V3-3-",36175,0,"Komerční"]
["FWV03DARV6V3-3R",36175,0,"Komerční"]
["FWV03DARV6VS---",28406,0,"Komerční"]
["FWV03DARV6VS--R",28406,0,"Komerční"]
["FWV03DARV6VS-1-",33742,0,"Komerční"]
["FWV03DARV6VS-1R",33742,0,"Komerční"]
["FWV03DARV6VS-2-",36017,0,"Komerční"]
["FWV03DARV6VS-2R",36017,0,"Komerční"]
["FWV03DARV6VS-3-",38293,0,"Komerční"]
["FWV03DARV6VS-3R",38293,0,"Komerční"]
["FWV03DARW6V3---",26287,0,"Komerční"]
["FWV03DARW6V3--R",26287,0,"Komerční"]
["FWV03DARW6VS---",28406,0,"Komerční"]
["FWV03DARW6VS--R",28406,0,"Komerční"]
["FWV03DATD6V3---",19018,"Komerční<2PIPE                   ","Komerční"]
["FWV03DATD6V3--R",19068,0,"Komerční"]
["FWV03DATD6V3-1-",24404,0,"Komerční"]
["FWV03DATD6V3-1R",24404,0,"Komerční"]
["FWV03DATD6V3-2-",26758,0,"Komerční"]
["FWV03DATD6V3-2R",26758,0,"Komerční"]
["FWV03DATD6V3-3-",28955,0,"Komerční"]
["FWV03DATD6V3-3R",28955,0,"Komerční"]
["FWV03DATD6V3-S-",24797,0,"Komerční"]
["FWV03DATD6V3E--",31388,0,"Komerční"]
["FWV03DATD6V3E-R",31388,0,"Komerční"]
["FWV03DATD6V3E1-",36802,0,"Komerční"]
["FWV03DATD6V3E1R",36802,0,"Komerční"]
["FWV03DATD6V3E2-",39078,0,"Komerční"]
["FWV03DATD6V3E2R",39078,0,"Komerční"]
["FWV03DATD6V3E3-",41354,0,"Komerční"]
["FWV03DATD6V3E3R",41354,0,"Komerční"]
["FWV03DATD6VS---",21187,0,"Komerční"]
["FWV03DATD6VS--R",21187,0,"Komerční"]
["FWV03DATD6VS-1-",26523,0,"Komerční"]
["FWV03DATD6VS-1R",26523,0,"Komerční"]
["FWV03DATD6VS-2-",28799,0,"Komerční"]
["FWV03DATD6VS-2R",28799,0,"Komerční"]
["FWV03DATD6VS-3-",31153,0,"Komerční"]
["FWV03DATD6VS-3R",31153,0,"Komerční"]
["FWV03DATD6VSE--",33585,0,"Komerční"]
["FWV03DATD6VSE-R",33585,0,"Komerční"]
["FWV03DATD6VSE1-",38843,0,"Komerční"]
["FWV03DATD6VSE1R",38843,0,"Komerční"]
["FWV03DATD6VSE2-",41196,0,"Komerční"]
["FWV03DATD6VSE2R",41196,0,"Komerční"]
["FWV03DATD6VSE3-",43472,0,"Komerční"]
["FWV03DATD6VSE3R",43472,0,"Komerční"]
["FWV03DATN6V3--R",14678,"FWV03DTN + right-sided connections      ","Komerční"]
["FWV03DATN6V3-1-",20010,0,"Komerční"]
["FWV03DATN6V3-1R",20010,0,"Komerční"]
["FWV03DATN6V3-2-",22364,0,"Komerční"]
["FWV03DATN6V3-2R",22364,0,"Komerční"]
["FWV03DATN6V3-3-",24640,0,"Komerční"]
["FWV03DATN6V3-3R",24640,0,"Komerční"]
["FWV03DATN6V3-S-",20402,0,"Komerční"]
["FWV03DATN6V3-SR",20402,0,"Komerční"]
["FWV03DATN6V3E--",27072,0,"Komerční"]
["FWV03DATN6V3E-R",27072,0,"Komerční"]
["FWV03DATN6V3E1-",32407,0,"Komerční"]
["FWV03DATN6V3E1R",32407,0,"Komerční"]
["FWV03DATN6V3E2-",34762,0,"Komerční"]
["FWV03DATN6V3E2R",34762,0,"Komerční"]
["FWV03DATN6V3E3-",36958,0,"Komerční"]
["FWV03DATN6V3E3R",36958,0,"Komerční"]
["FWV03DATN6V3ES-",32801,0,"Komerční"]
["FWV03DATN6VS---",16871,0,"Komerční"]
["FWV03DATN6VS--R",16871,0,"Komerční"]
["FWV03DATN6VS-1-",22207,0,"Komerční"]
["FWV03DATN6VS-1R",22207,0,"Komerční"]
["FWV03DATN6VS-2-",24483,0,"Komerční"]
["FWV03DATN6VS-2R",24483,0,"Komerční"]
["FWV03DATN6VS-3-",26758,0,"Komerční"]
["FWV03DATN6VS-3R",26758,0,"Komerční"]
["FWV03DATN6VSE--",29270,0,"Komerční"]
["FWV03DATN6VSE-R",29270,0,"Komerční"]
["FWV03DATN6VSE1-",34527,0,"Komerční"]
["FWV03DATN6VSE1R",34527,0,"Komerční"]
["FWV03DATN6VSE2-",36882,0,"Komerční"]
["FWV03DATN6VSE2R",36882,0,"Komerční"]
["FWV03DATN6VSE3-",39157,0,"Komerční"]
["FWV03DATN6VSE3R",39157,0,"Komerční"]
["FWV03DATO6V3---",22521,0,"Komerční"]
["FWV03DATO6V3--R",22521,0,"Komerční"]
["FWV03DATO6V3-3-",32407,0,"Komerční"]
["FWV03DATO6V3-3R",32407,0,"Komerční"]
["FWV03DATO6V3E--",34841,0,"Komerční"]
["FWV03DATO6V3E-R",34841,0,"Komerční"]
["FWV03DATO6V3E3-",44728,0,"Komerční"]
["FWV03DATO6V3E3R",44728,0,"Komerční"]
["FWV03DATO6VS---",24640,0,"Komerční"]
["FWV03DATO6VS--R",24640,0,"Komerční"]
["FWV03DATO6VS-3-",34527,0,"Komerční"]
["FWV03DATO6VS-3R",34527,0,"Komerční"]
["FWV03DATO6VSE--",36958,0,"Komerční"]
["FWV03DATO6VSE-R",36958,0,"Komerční"]
["FWV03DATO6VSE3-",46925,0,"Komerční"]
["FWV03DATO6VSE3R",46925,0,"Komerční"]
["FWV03DATP6V3---",27935,0,"Komerční"]
["FWV03DATP6V3--R",27935,0,"Komerční"]
["FWV03DATP6V3-3-",37823,0,"Komerční"]
["FWV03DATP6V3-3R",37823,0,"Komerční"]
["FWV03DATP6V3E--",40255,0,"Komerční"]
["FWV03DATP6V3E-R",40255,0,"Komerční"]
["FWV03DATP6V3E3-",50221,0,"Komerční"]
["FWV03DATP6V3E3R",50221,0,"Komerční"]
["FWV03DATP6VS---",30054,0,"Komerční"]
["FWV03DATP6VS--R",30054,0,"Komerční"]
["FWV03DATP6VS-3-",39941,0,"Komerční"]
["FWV03DATP6VS-3R",39941,0,"Komerční"]
["FWV03DATP6VSE--",42374,0,"Komerční"]
["FWV03DATP6VSE-R",42374,0,"Komerční"]
["FWV03DATP6VSE3-",52339,0,"Komerční"]
["FWV03DATP6VSE3R",52339,0,"Komerční"]
["FWV03DATT6V3---",17734,0,"Komerční"]
["FWV03DATT6V3--R",17734,0,"Komerční"]
["FWV03DATT6V3-1-",23070,0,"Komerční"]
["FWV03DATT6V3-1R",23070,0,"Komerční"]
["FWV03DATT6V3-2-",25425,0,"Komerční"]
["FWV03DATT6V3-2R",25425,0,"Komerční"]
["FWV03DATT6V3-3-",27621,0,"Komerční"]
["FWV03DATT6V3-3R",27621,0,"Komerční"]
["FWV03DATT6V3-S-",23462,0,"Komerční"]
["FWV03DATT6V3E--",30054,0,"Komerční"]
["FWV03DATT6V3E-R",30054,0,"Komerční"]
["FWV03DATT6V3E1-",35390,0,"Komerční"]
["FWV03DATT6V3E1R",35390,0,"Komerční"]
["FWV03DATT6V3E2-",37744,0,"Komerční"]
["FWV03DATT6V3E2R",37744,0,"Komerční"]
["FWV03DATT6V3E3-",40019,0,"Komerční"]
["FWV03DATT6V3E3R",40019,0,"Komerční"]
["FWV03DATT6VS---",19932,0,"Komerční"]
["FWV03DATT6VS--R",19932,0,"Komerční"]
["FWV03DATT6VS-1-",25189,0,"Komerční"]
["FWV03DATT6VS-1R",25189,0,"Komerční"]
["FWV03DATT6VS-2-",27464,0,"Komerční"]
["FWV03DATT6VS-2R",27464,0,"Komerční"]
["FWV03DATT6VS-3-",29740,0,"Komerční"]
["FWV03DATT6VS-3R",29740,0,"Komerční"]
["FWV03DATT6VSE--",32251,0,"Komerční"]
["FWV03DATT6VSE-R",32251,0,"Komerční"]
["FWV03DATT6VSE1-",37509,0,"Komerční"]
["FWV03DATT6VSE1R",37509,0,"Komerční"]
["FWV03DATT6VSE2-",39784,0,"Komerční"]
["FWV03DATT6VSE2R",39784,0,"Komerční"]
["FWV03DATT6VSE3-",42138,0,"Komerční"]
["FWV03DATT6VSE3R",42138,0,"Komerční"]
["FWV03DATU6V3---",17734,0,"Komerční"]
["FWV03DATU6V3--R",17734,0,"Komerční"]
["FWV03DATU6V3E--",30054,0,"Komerční"]
["FWV03DATU6V3E-R",30054,0,"Komerční"]
["FWV03DATU6VS---",19932,0,"Komerční"]
["FWV03DATU6VS--R",19932,0,"Komerční"]
["FWV03DATU6VSE--",32251,0,"Komerční"]
["FWV03DATU6VSE-R",32251,0,"Komerční"]
["FWV03DATV6V3--R",23175,"Komerční<2PIPE                   ","Komerční"]
["FWV03DATV6V3-1-",28485,0,"Komerční"]
["FWV03DATV6V3-1R",28485,0,"Komerční"]
["FWV03DATV6V3-2-",30760,0,"Komerční"]
["FWV03DATV6V3-2R",30760,0,"Komerční"]
["FWV03DATV6V3-3-",33036,0,"Komerční"]
["FWV03DATV6V3-3R",33036,0,"Komerční"]
["FWV03DATV6V3-S-",28799,0,"Komerční"]
["FWV03DATV6V3-SR",28799,0,"Komerční"]
["FWV03DATV6V3E--",35468,0,"Komerční"]
["FWV03DATV6V3E-R",35468,0,"Komerční"]
["FWV03DATV6V3E1-",40804,0,"Komerční"]
["FWV03DATV6V3E1R",40804,0,"Komerční"]
["FWV03DATV6V3E2-",43159,0,"Komerční"]
["FWV03DATV6V3E2R",43159,0,"Komerční"]
["FWV03DATV6V3E3-",45434,0,"Komerční"]
["FWV03DATV6V3E3R",45434,0,"Komerční"]
["FWV03DATV6V3ES-",41196,0,"Komerční"]
["FWV03DATV6VS---",25346,0,"Komerční"]
["FWV03DATV6VS--R",25346,0,"Komerční"]
["FWV03DATV6VS-1-",30681,0,"Komerční"]
["FWV03DATV6VS-1R",30681,0,"Komerční"]
["FWV03DATV6VS-2-",32880,0,"Komerční"]
["FWV03DATV6VS-2R",32880,0,"Komerční"]
["FWV03DATV6VS-3-",35155,0,"Komerční"]
["FWV03DATV6VS-3R",35155,0,"Komerční"]
["FWV03DATV6VSE--",37666,0,"Komerční"]
["FWV03DATV6VSE-R",37666,0,"Komerční"]
["FWV03DATV6VSE1-",42923,0,"Komerční"]
["FWV03DATV6VSE1R",42923,0,"Komerční"]
["FWV03DATV6VSE2-",45198,0,"Komerční"]
["FWV03DATV6VSE2R",45198,0,"Komerční"]
["FWV03DATV6VSE3-",47553,0,"Komerční"]
["FWV03DATV6VSE3R",47553,0,"Komerční"]
["FWV03DATW6V3---",23149,0,"Komerční"]
["FWV03DATW6V3--R",23149,0,"Komerční"]
["FWV03DATW6V3E--",35468,0,"Komerční"]
["FWV03DATW6V3E-R",35468,0,"Komerční"]
["FWV03DATW6VS---",25346,0,"Komerční"]
["FWV03DATW6VS--R",25346,0,"Komerční"]
["FWV03DATW6VSE--",37666,0,"Komerční"]
["FWV03DATW6VSE-R",37666,0,"Komerční"]
["FWV03DFN",17029,"FANCOIL parapetní jednotka 4 tr","Komerční"]
["FWV03DFV",32288,"FANCOIL parapetní jednotka 4 tr","Komerční"]
["FWV03DTN",14678,"FANCOIL parapetní jednotka 2 tr","Komerční"]
["FWV03DTV",23175,"FANCOIL parapetní jednotka 2 tr","Komerční"]
["FWV04DAFD6V3---",28889,"FANCOIL parapetní jednotka 4 tr","Komerční"]
["FWV04DAFD6V3--R",28877,0,"Komerční"]
["FWV04DAFD6V3--T",28955,"Komerční<4PIPE                   ","Komerční"]
["FWV04DAFD6V3-1-",34213,0,"Komerční"]
["FWV04DAFD6V3-1R",34213,0,"Komerční"]
["FWV04DAFD6V3-2-",36566,0,"Komerční"]
["FWV04DAFD6V3-2R",36566,0,"Komerční"]
["FWV04DAFD6V3-3-",38764,0,"Komerční"]
["FWV04DAFD6V3-3R",38764,0,"Komerční"]
["FWV04DAFD6V3-S-",34605,0,"Komerční"]
["FWV04DAFD6VS---",31309,0,"Komerční"]
["FWV04DAFD6VS--R",31309,0,"Komerční"]
["FWV04DAFD6VS-1-",36566,0,"Komerční"]
["FWV04DAFD6VS-1R",36566,0,"Komerční"]
["FWV04DAFD6VS-2-",38921,0,"Komerční"]
["FWV04DAFD6VS-2R",38921,0,"Komerční"]
["FWV04DAFD6VS-3-",41196,0,"Komerční"]
["FWV04DAFD6VS-3R",41196,0,"Komerční"]
["FWV04DAFN6V3--R",19778,"Komerční<4PIPE                   ","Komerční"]
["FWV04DAFN6V3--T",19853,0,"Komerční"]
["FWV04DAFN6V3-1-",25110,0,"Komerční"]
["FWV04DAFN6V3-1R",25110,0,"Komerční"]
["FWV04DAFN6V3-2-",27464,0,"Komerční"]
["FWV04DAFN6V3-2R",27464,0,"Komerční"]
["FWV04DAFN6V3-3-",29662,0,"Komerční"]
["FWV04DAFN6V3-3R",29662,0,"Komerční"]
["FWV04DAFN6V3-S-",25502,0,"Komerční"]
["FWV04DAFN6V3-SR",25502,0,"Komerční"]
["FWV04DAFN6VS---",22207,0,"Komerční"]
["FWV04DAFN6VS--R",22207,0,"Komerční"]
["FWV04DAFN6VS-1-",27464,0,"Komerční"]
["FWV04DAFN6VS-1R",27464,0,"Komerční"]
["FWV04DAFN6VS-2-",29819,0,"Komerční"]
["FWV04DAFN6VS-2R",29819,0,"Komerční"]
["FWV04DAFN6VS-3-",32094,0,"Komerční"]
["FWV04DAFN6VS-3R",32094,0,"Komerční"]
["FWV04DAFO6V3---",35390,0,"Komerční"]
["FWV04DAFO6V3--R",35390,0,"Komerční"]
["FWV04DAFO6V3-3-",45355,0,"Komerční"]
["FWV04DAFO6V3-3R",45355,0,"Komerční"]
["FWV04DAFO6VS---",37823,0,"Komerční"]
["FWV04DAFO6VS--R",37823,0,"Komerční"]
["FWV04DAFO6VS-3-",47710,0,"Komerční"]
["FWV04DAFO6VS-3R",47710,0,"Komerční"]
["FWV04DAFP6V3---",44492,0,"Komerční"]
["FWV04DAFP6V3--R",44492,0,"Komerční"]
["FWV04DAFP6V3-3-",54380,0,"Komerční"]
["FWV04DAFP6V3-3R",54380,0,"Komerční"]
["FWV04DAFP6VS---",46925,0,"Komerční"]
["FWV04DAFP6VS--R",46925,0,"Komerční"]
["FWV04DAFP6VS-3-",56812,0,"Komerční"]
["FWV04DAFP6VS-3R",56812,0,"Komerční"]
["FWV04DAFT6V3---",25895,0,"Komerční"]
["FWV04DAFT6V3--R",25895,0,"Komerční"]
["FWV04DAFT6V3-1-",31230,0,"Komerční"]
["FWV04DAFT6V3-1R",31230,0,"Komerční"]
["FWV04DAFT6V3-2-",33585,0,"Komerční"]
["FWV04DAFT6V3-2R",33585,0,"Komerční"]
["FWV04DAFT6V3-3-",35782,0,"Komerční"]
["FWV04DAFT6V3-3R",35782,0,"Komerční"]
["FWV04DAFT6V3-S-",31623,0,"Komerční"]
["FWV04DAFT6VS---",28328,0,"Komerční"]
["FWV04DAFT6VS--R",28328,0,"Komerční"]
["FWV04DAFT6VS-1-",33664,0,"Komerční"]
["FWV04DAFT6VS-1R",33664,0,"Komerční"]
["FWV04DAFT6VS-2-",35939,0,"Komerční"]
["FWV04DAFT6VS-2R",35939,0,"Komerční"]
["FWV04DAFT6VS-3-",38215,0,"Komerční"]
["FWV04DAFT6VS-3R",38215,0,"Komerční"]
["FWV04DAFU6V3---",25895,0,"Komerční"]
["FWV04DAFU6V3--R",25895,0,"Komerční"]
["FWV04DAFU6VS---",28328,0,"Komerční"]
["FWV04DAFU6VS--R",28328,0,"Komerční"]
["FWV04DAFV6V3--R",35033,"Komerční<4PIPE                   ","Komerční"]
["FWV04DAFV6V3-1-",40255,0,"Komerční"]
["FWV04DAFV6V3-1R",40255,0,"Komerční"]
["FWV04DAFV6V3-2-",42609,0,"Komerční"]
["FWV04DAFV6V3-2R",42609,0,"Komerční"]
["FWV04DAFV6V3-3-",44885,0,"Komerční"]
["FWV04DAFV6V3-3R",44885,0,"Komerční"]
["FWV04DAFV6V3-S-",40647,0,"Komerční"]
["FWV04DAFV6V3-SR",40647,0,"Komerční"]
["FWV04DAFV6VS---",37352,0,"Komerční"]
["FWV04DAFV6VS--R",37352,0,"Komerční"]
["FWV04DAFV6VS-1-",42687,0,"Komerční"]
["FWV04DAFV6VS-1R",42687,0,"Komerční"]
["FWV04DAFV6VS-2-",44962,0,"Komerční"]
["FWV04DAFV6VS-2R",44962,0,"Komerční"]
["FWV04DAFV6VS-3-",47317,0,"Komerční"]
["FWV04DAFV6VS-3R",47317,0,"Komerční"]
["FWV04DAFW6V3---",34919,0,"Komerční"]
["FWV04DAFW6V3--R",34919,0,"Komerční"]
["FWV04DAFW6VS---",37352,0,"Komerční"]
["FWV04DAFW6VS--R",37352,0,"Komerční"]
["FWV04DARD6V3---",24047,"Komerční<2PIPE                   ","Komerční"]
["FWV04DARD6V3--R",24012,0,"Komerční"]
["FWV04DARD6V3-1-",29348,0,"Komerční"]
["FWV04DARD6V3-1R",29348,0,"Komerční"]
["FWV04DARD6V3-2-",31702,0,"Komerční"]
["FWV04DARD6V3-2R",31702,0,"Komerční"]
["FWV04DARD6V3-3-",33978,0,"Komerční"]
["FWV04DARD6V3-3R",33978,0,"Komerční"]
["FWV04DARD6VS---",26445,0,"Komerční"]
["FWV04DARD6VS--R",26445,0,"Komerční"]
["FWV04DARD6VS-1-",31780,0,"Komerční"]
["FWV04DARD6VS-1R",31780,0,"Komerční"]
["FWV04DARD6VS-2-",34134,0,"Komerční"]
["FWV04DARD6VS-2R",34134,0,"Komerční"]
["FWV04DARD6VS-3-",36409,0,"Komerční"]
["FWV04DARD6VS-3R",36409,0,"Komerční"]
["FWV04DARN6V3---",19504,"Komerční<2PIPE                   ","Komerční"]
["FWV04DARN6V3--R",19460,0,"Komerční"]
["FWV04DARN6V3-1-",24797,0,"Komerční"]
["FWV04DARN6V3-1R",24797,0,"Komerční"]
["FWV04DARN6V3-2-",27072,0,"Komerční"]
["FWV04DARN6V3-2R",27072,0,"Komerční"]
["FWV04DARN6V3-3-",29348,0,"Komerční"]
["FWV04DARN6V3-3R",29348,0,"Komerční"]
["FWV04DARN6VS---",21893,0,"Komerční"]
["FWV04DARN6VS--R",21893,0,"Komerční"]
["FWV04DARN6VS-1-",27228,0,"Komerční"]
["FWV04DARN6VS-1R",27228,0,"Komerční"]
["FWV04DARN6VS-2-",29504,0,"Komerční"]
["FWV04DARN6VS-2R",29504,0,"Komerční"]
["FWV04DARN6VS-3-",31780,0,"Komerční"]
["FWV04DARN6VS-3R",31780,0,"Komerční"]
["FWV04DARO6V3---",27228,0,"Komerční"]
["FWV04DARO6V3--R",27228,0,"Komerční"]
["FWV04DARO6V3-3-",37117,0,"Komerční"]
["FWV04DARO6V3-3R",37117,0,"Komerční"]
["FWV04DARO6VS---",29662,0,"Komerční"]
["FWV04DARO6VS--R",29662,0,"Komerční"]
["FWV04DARO6VS-3-",39549,0,"Komerční"]
["FWV04DARO6VS-3R",39549,0,"Komerční"]
["FWV04DARP6V3---",32880,0,"Komerční"]
["FWV04DARP6V3--R",32880,0,"Komerční"]
["FWV04DARP6V3-3-",42766,0,"Komerční"]
["FWV04DARP6V3-3R",42766,0,"Komerční"]
["FWV04DARP6VS---",35390,0,"Komerční"]
["FWV04DARP6VS--R",35390,0,"Komerční"]
["FWV04DARP6VS-3-",45198,0,"Komerční"]
["FWV04DARP6VS-3R",45198,0,"Komerční"]
["FWV04DART6V3---",22442,0,"Komerční"]
["FWV04DART6V3--R",22442,0,"Komerční"]
["FWV04DART6V3-1-",27777,0,"Komerční"]
["FWV04DART6V3-1R",27777,0,"Komerční"]
["FWV04DART6V3-2-",30132,0,"Komerční"]
["FWV04DART6V3-2R",30132,0,"Komerční"]
["FWV04DART6V3-3-",32407,0,"Komerční"]
["FWV04DART6V3-3R",32407,0,"Komerční"]
["FWV04DART6V3-S-",28170,0,"Komerční"]
["FWV04DART6VS---",24875,0,"Komerční"]
["FWV04DART6VS--R",24875,0,"Komerční"]
["FWV04DART6VS-1-",30211,0,"Komerční"]
["FWV04DART6VS-1R",30211,0,"Komerční"]
["FWV04DART6VS-2-",32486,0,"Komerční"]
["FWV04DART6VS-2R",32486,0,"Komerční"]
["FWV04DART6VS-3-",34762,0,"Komerční"]
["FWV04DART6VS-3R",34762,0,"Komerční"]
["FWV04DARU6V3---",22442,0,"Komerční"]
["FWV04DARU6V3--R",22442,0,"Komerční"]
["FWV04DARU6VS---",24875,0,"Komerční"]
["FWV04DARU6VS--R",24875,0,"Komerční"]
["FWV04DARV6V3---",28092,0,"Komerční"]
["FWV04DARV6V3--R",28092,0,"Komerční"]
["FWV04DARV6V3-1-",33429,0,"Komerční"]
["FWV04DARV6V3-1R",33429,0,"Komerční"]
["FWV04DARV6V3-2-",35782,0,"Komerční"]
["FWV04DARV6V3-2R",35782,0,"Komerční"]
["FWV04DARV6V3-3-",38058,0,"Komerční"]
["FWV04DARV6V3-3R",38058,0,"Komerční"]
["FWV04DARV6VS---",30681,0,"Komerční"]
["FWV04DARV6VS--R",30681,0,"Komerční"]
["FWV04DARV6VS-1-",35939,0,"Komerční"]
["FWV04DARV6VS-1R",35939,0,"Komerční"]
["FWV04DARV6VS-2-",38215,0,"Komerční"]
["FWV04DARV6VS-2R",38215,0,"Komerční"]
["FWV04DARV6VS-3-",40490,0,"Komerční"]
["FWV04DARV6VS-3R",40490,0,"Komerční"]
["FWV04DARW6V3---",28092,0,"Komerční"]
["FWV04DARW6V3--R",28092,0,"Komerční"]
["FWV04DARW6VS---",30681,0,"Komerční"]
["FWV04DARW6VS--R",30681,0,"Komerční"]
["FWV04DATD6V3---",21477,"Komerční<2PIPE                   ","Komerční"]
["FWV04DATD6V3--R",21500,0,"Komerční"]
["FWV04DATD6V3-1-",26836,0,"Komerční"]
["FWV04DATD6V3-1R",26836,0,"Komerční"]
["FWV04DATD6V3-2-",29113,0,"Komerční"]
["FWV04DATD6V3-2R",29113,0,"Komerční"]
["FWV04DATD6V3-3-",31388,0,"Komerční"]
["FWV04DATD6V3-3R",31388,0,"Komerční"]
["FWV04DATD6V3-S-",27228,0,"Komerční"]
["FWV04DATD6V3E--",34527,0,"Komerční"]
["FWV04DATD6V3E-R",34527,0,"Komerční"]
["FWV04DATD6V3E1-",39862,0,"Komerční"]
["FWV04DATD6V3E1R",39862,0,"Komerční"]
["FWV04DATD6V3E2-",42138,0,"Komerční"]
["FWV04DATD6V3E2R",42138,0,"Komerční"]
["FWV04DATD6V3E3-",44413,0,"Komerční"]
["FWV04DATD6V3E3R",44413,0,"Komerční"]
["FWV04DATD6VS---",23934,0,"Komerční"]
["FWV04DATD6VS--R",23934,0,"Komerční"]
["FWV04DATD6VS-1-",29191,0,"Komerční"]
["FWV04DATD6VS-1R",29191,0,"Komerční"]
["FWV04DATD6VS-2-",31545,0,"Komerční"]
["FWV04DATD6VS-2R",31545,0,"Komerční"]
["FWV04DATD6VS-3-",33821,0,"Komerční"]
["FWV04DATD6VS-3R",33821,0,"Komerční"]
["FWV04DATD6VSE--",36958,0,"Komerční"]
["FWV04DATD6VSE-R",36958,0,"Komerční"]
["FWV04DATD6VSE1-",42217,0,"Komerční"]
["FWV04DATD6VSE1R",42217,0,"Komerční"]
["FWV04DATD6VSE2-",44571,0,"Komerční"]
["FWV04DATD6VSE2R",44571,0,"Komerční"]
["FWV04DATD6VSE3-",46847,0,"Komerční"]
["FWV04DATD6VSE3R",46847,0,"Komerční"]
["FWV04DATN6V3--R",16849,"FWV04DTN + right-sided connections      ","Komerční"]
["FWV04DATN6V3-1-",22207,0,"Komerční"]
["FWV04DATN6V3-1R",22207,0,"Komerční"]
["FWV04DATN6V3-2-",24561,0,"Komerční"]
["FWV04DATN6V3-2R",24561,0,"Komerční"]
["FWV04DATN6V3-3-",26758,0,"Komerční"]
["FWV04DATN6V3-3R",26758,0,"Komerční"]
["FWV04DATN6V3-S-",22599,0,"Komerční"]
["FWV04DATN6V3-SR",22599,0,"Komerční"]
["FWV04DATN6V3E--",29897,0,"Komerční"]
["FWV04DATN6V3E-R",29897,0,"Komerční"]
["FWV04DATN6V3E1-",35232,0,"Komerční"]
["FWV04DATN6V3E1R",35232,0,"Komerční"]
["FWV04DATN6V3E2-",37587,0,"Komerční"]
["FWV04DATN6V3E2R",37587,0,"Komerční"]
["FWV04DATN6V3E3-",39784,0,"Komerční"]
["FWV04DATN6V3E3R",39784,0,"Komerční"]
["FWV04DATN6V3ES-",35625,0,"Komerční"]
["FWV04DATN6VS---",19303,0,"Komerční"]
["FWV04DATN6VS--R",19303,0,"Komerční"]
["FWV04DATN6VS-1-",24640,0,"Komerční"]
["FWV04DATN6VS-1R",24640,0,"Komerční"]
["FWV04DATN6VS-2-",26915,0,"Komerční"]
["FWV04DATN6VS-2R",26915,0,"Komerční"]
["FWV04DATN6VS-3-",29191,0,"Komerční"]
["FWV04DATN6VS-3R",29191,0,"Komerční"]
["FWV04DATN6VSE--",32407,0,"Komerční"]
["FWV04DATN6VSE-R",32407,0,"Komerční"]
["FWV04DATN6VSE1-",37666,0,"Komerční"]
["FWV04DATN6VSE1R",37666,0,"Komerční"]
["FWV04DATN6VSE2-",40019,0,"Komerční"]
["FWV04DATN6VSE2R",40019,0,"Komerční"]
["FWV04DATN6VSE3-",42217,0,"Komerční"]
["FWV04DATN6VSE3R",42217,0,"Komerční"]
["FWV04DATO6V3---",24640,0,"Komerční"]
["FWV04DATO6V3--R",24640,0,"Komerční"]
["FWV04DATO6V3-3-",34605,0,"Komerční"]
["FWV04DATO6V3-3R",34605,0,"Komerční"]
["FWV04DATO6V3E--",37666,0,"Komerční"]
["FWV04DATO6V3E-R",37666,0,"Komerční"]
["FWV04DATO6V3E3-",47632,0,"Komerční"]
["FWV04DATO6V3E3R",47632,0,"Komerční"]
["FWV04DATO6VS---",27072,0,"Komerční"]
["FWV04DATO6VS--R",27072,0,"Komerční"]
["FWV04DATO6VS-3-",36958,0,"Komerční"]
["FWV04DATO6VS-3R",36958,0,"Komerční"]
["FWV04DATO6VSE--",40098,0,"Komerční"]
["FWV04DATO6VSE-R",40098,0,"Komerční"]
["FWV04DATO6VSE3-",49986,0,"Komerční"]
["FWV04DATO6VSE3R",49986,0,"Komerční"]
["FWV04DATP6V3---",30368,0,"Komerční"]
["FWV04DATP6V3--R",30368,0,"Komerční"]
["FWV04DATP6V3-3-",40255,0,"Komerční"]
["FWV04DATP6V3-3R",40255,0,"Komerční"]
["FWV04DATP6V3E--",43394,0,"Komerční"]
["FWV04DATP6V3E-R",43394,0,"Komerční"]
["FWV04DATP6V3E3-",53281,0,"Komerční"]
["FWV04DATP6V3E3R",53281,0,"Komerční"]
["FWV04DATP6VS---",32723,0,"Komerční"]
["FWV04DATP6VS--R",32723,0,"Komerční"]
["FWV04DATP6VS-3-",42609,0,"Komerční"]
["FWV04DATP6VS-3R",42609,0,"Komerční"]
["FWV04DATP6VSE--",45827,0,"Komerční"]
["FWV04DATP6VSE-R",45827,0,"Komerční"]
["FWV04DATP6VSE3-",55714,0,"Komerční"]
["FWV04DATP6VSE3R",55714,0,"Komerční"]
["FWV04DATT6V3---",19932,0,"Komerční"]
["FWV04DATT6V3--R",19932,0,"Komerční"]
["FWV04DATT6V3-1-",25189,0,"Komerční"]
["FWV04DATT6V3-1R",25189,0,"Komerční"]
["FWV04DATT6V3-2-",27543,0,"Komerční"]
["FWV04DATT6V3-2R",27543,0,"Komerční"]
["FWV04DATT6V3-3-",29819,0,"Komerční"]
["FWV04DATT6V3-3R",29819,0,"Komerční"]
["FWV04DATT6V3-S-",25581,0,"Komerční"]
["FWV04DATT6V3E--",32880,0,"Komerční"]
["FWV04DATT6V3E-R",32880,0,"Komerční"]
["FWV04DATT6V3E1-",38293,0,"Komerční"]
["FWV04DATT6V3E1R",38293,0,"Komerční"]
["FWV04DATT6V3E2-",40569,0,"Komerční"]
["FWV04DATT6V3E2R",40569,0,"Komerční"]
["FWV04DATT6V3E3-",42845,0,"Komerční"]
["FWV04DATT6V3E3R",42845,0,"Komerční"]
["FWV04DATT6VS---",22285,0,"Komerční"]
["FWV04DATT6VS--R",22285,0,"Komerční"]
["FWV04DATT6VS-1-",27543,0,"Komerční"]
["FWV04DATT6VS-1R",27543,0,"Komerční"]
["FWV04DATT6VS-2-",29897,0,"Komerční"]
["FWV04DATT6VS-2R",29897,0,"Komerční"]
["FWV04DATT6VS-3-",32173,0,"Komerční"]
["FWV04DATT6VS-3R",32173,0,"Komerční"]
["FWV04DATT6VSE--",35390,0,"Komerční"]
["FWV04DATT6VSE-R",35390,0,"Komerční"]
["FWV04DATT6VSE1-",40647,0,"Komerční"]
["FWV04DATT6VSE1R",40647,0,"Komerční"]
["FWV04DATT6VSE2-",43002,0,"Komerční"]
["FWV04DATT6VSE2R",43002,0,"Komerční"]
["FWV04DATT6VSE3-",45198,0,"Komerční"]
["FWV04DATT6VSE3R",45198,0,"Komerční"]
["FWV04DATU6V3---",19932,0,"Komerční"]
["FWV04DATU6V3--R",19932,0,"Komerční"]
["FWV04DATU6V3E--",32880,0,"Komerční"]
["FWV04DATU6V3E-R",32880,0,"Komerční"]
["FWV04DATU6VS---",22285,0,"Komerční"]
["FWV04DATU6VS--R",22285,0,"Komerční"]
["FWV04DATU6VSE--",35390,0,"Komerční"]
["FWV04DATU6VSE-R",35390,0,"Komerční"]
["FWV04DATV6V3--R",25525,"Komerční<2PIPE                   ","Komerční"]
["FWV04DATV6V3-1-",30917,0,"Komerční"]
["FWV04DATV6V3-1R",30917,0,"Komerční"]
["FWV04DATV6V3-2-",33193,0,"Komerční"]
["FWV04DATV6V3-2R",33193,0,"Komerční"]
["FWV04DATV6V3-3-",35468,0,"Komerční"]
["FWV04DATV6V3-3R",35468,0,"Komerční"]
["FWV04DATV6V3-S-",31230,0,"Komerční"]
["FWV04DATV6V3-SR",31230,0,"Komerční"]
["FWV04DATV6V3E--",38607,0,"Komerční"]
["FWV04DATV6V3E-R",38607,0,"Komerční"]
["FWV04DATV6V3E1-",43943,0,"Komerční"]
["FWV04DATV6V3E1R",43943,0,"Komerční"]
["FWV04DATV6V3E2-",46298,0,"Komerční"]
["FWV04DATV6V3E2R",46298,0,"Komerční"]
["FWV04DATV6V3E3-",48494,0,"Komerční"]
["FWV04DATV6V3E3R",48494,0,"Komerční"]
["FWV04DATV6V3ES-",44335,0,"Komerční"]
["FWV04DATV6VS---",28013,0,"Komerční"]
["FWV04DATV6VS--R",28013,0,"Komerční"]
["FWV04DATV6VS-1-",33350,0,"Komerční"]
["FWV04DATV6VS-1R",33350,0,"Komerční"]
["FWV04DATV6VS-2-",35704,0,"Komerční"]
["FWV04DATV6VS-2R",35704,0,"Komerční"]
["FWV04DATV6VS-3-",37902,0,"Komerční"]
["FWV04DATV6VS-3R",37902,0,"Komerční"]
["FWV04DATV6VSE--",41039,0,"Komerční"]
["FWV04DATV6VSE-R",41039,0,"Komerční"]
["FWV04DATV6VSE1-",46376,0,"Komerční"]
["FWV04DATV6VSE1R",46376,0,"Komerční"]
["FWV04DATV6VSE2-",48730,0,"Komerční"]
["FWV04DATV6VSE2R",48730,0,"Komerční"]
["FWV04DATV6VSE3-",51006,0,"Komerční"]
["FWV04DATV6VSE3R",51006,0,"Komerční"]
["FWV04DATW6V3---",25581,0,"Komerční"]
["FWV04DATW6V3--R",25581,"Komerční<2PIPE                   ","Komerční"]
["FWV04DATW6V3E--",38607,0,"Komerční"]
["FWV04DATW6V3E-R",38607,0,"Komerční"]
["FWV04DATW6VS---",28013,0,"Komerční"]
["FWV04DATW6VS--R",28013,0,"Komerční"]
["FWV04DATW6VSE--",41039,0,"Komerční"]
["FWV04DATW6VSE-R",41039,0,"Komerční"]
["FWV04DFN",19778,"FANCOIL parapetní jednotka 4 tr","Komerční"]
["FWV04DFV",35033,"FANCOIL parapetní jednotka 4 tr","Komerční"]
["FWV04DTN",16849,"FANCOIL parapetní jednotka 2 tr","Komerční"]
["FWV04DTV",25525,"FANCOIL parapetní jednotka 2 tr","Komerční"]
["FWV06DAFD6V3---",30336,"FANCOIL parapetní jednotka 4 tr","Komerční"]
["FWV06DAFD6V3--R",30368,0,"Komerční"]
["FWV06DAFD6V3-1-",35704,0,"Komerční"]
["FWV06DAFD6V3-1R",35704,0,"Komerční"]
["FWV06DAFD6V3-2-",38058,0,"Komerční"]
["FWV06DAFD6V3-2R",38058,0,"Komerční"]
["FWV06DAFD6V3-3-",40255,0,"Komerční"]
["FWV06DAFD6V3-3R",40255,0,"Komerční"]
["FWV06DAFD6V3-S-",36096,0,"Komerční"]
["FWV06DAFD6VS---",32801,0,"Komerční"]
["FWV06DAFD6VS--R",32801,0,"Komerční"]
["FWV06DAFD6VS-1-",38136,0,"Komerční"]
["FWV06DAFD6VS-1R",38136,0,"Komerční"]
["FWV06DAFD6VS-2-",40411,0,"Komerční"]
["FWV06DAFD6VS-2R",40411,0,"Komerční"]
["FWV06DAFD6VS-3-",42687,0,"Komerční"]
["FWV06DAFD6VS-3R",42687,0,"Komerční"]
["FWV06DAFN6V3--R",21295,"Komerční<4PIPE                   ","Komerční"]
["FWV06DAFN6V3-1-",26601,0,"Komerční"]
["FWV06DAFN6V3-1R",26601,0,"Komerční"]
["FWV06DAFN6V3-2-",28877,0,"Komerční"]
["FWV06DAFN6V3-2R",28877,0,"Komerční"]
["FWV06DAFN6V3-3-",31153,0,"Komerční"]
["FWV06DAFN6V3-3R",31153,0,"Komerční"]
["FWV06DAFN6V3-S-",26915,0,"Komerční"]
["FWV06DAFN6V3-SR",26915,0,"Komerční"]
["FWV06DAFN6VS---",23698,0,"Komerční"]
["FWV06DAFN6VS--R",23698,0,"Komerční"]
["FWV06DAFN6VS-1-",28955,0,"Komerční"]
["FWV06DAFN6VS-1R",28955,0,"Komerční"]
["FWV06DAFN6VS-2-",31309,0,"Komerční"]
["FWV06DAFN6VS-2R",31309,0,"Komerční"]
["FWV06DAFN6VS-3-",33585,0,"Komerční"]
["FWV06DAFN6VS-3R",33585,0,"Komerční"]
["FWV06DAFO6V3---",36882,0,"Komerční"]
["FWV06DAFO6V3--R",36882,0,"Komerční"]
["FWV06DAFO6V3-3-",46768,0,"Komerční"]
["FWV06DAFO6V3-3R",46768,0,"Komerční"]
["FWV06DAFO6VS---",39313,0,"Komerční"]
["FWV06DAFO6VS--R",39313,0,"Komerční"]
["FWV06DAFO6VS-3-",49200,0,"Komerční"]
["FWV06DAFO6VS-3R",49200,0,"Komerční"]
["FWV06DAFP6V3---",45984,0,"Komerční"]
["FWV06DAFP6V3--R",45984,0,"Komerční"]
["FWV06DAFP6V3-3-",55870,0,"Komerční"]
["FWV06DAFP6V3-3R",55870,0,"Komerční"]
["FWV06DAFP6VS---",48415,0,"Komerční"]
["FWV06DAFP6VS--R",48415,0,"Komerční"]
["FWV06DAFP6VS-3-",58303,0,"Komerční"]
["FWV06DAFP6VS-3R",58303,0,"Komerční"]
["FWV06DAFT6V3---",27386,0,"Komerční"]
["FWV06DAFT6V3--R",27386,0,"Komerční"]
["FWV06DAFT6V3-1-",32723,0,"Komerční"]
["FWV06DAFT6V3-1R",32723,0,"Komerční"]
["FWV06DAFT6V3-2-",35076,0,"Komerční"]
["FWV06DAFT6V3-2R",35076,0,"Komerční"]
["FWV06DAFT6V3-3-",37274,0,"Komerční"]
["FWV06DAFT6V3-3R",37274,0,"Komerční"]
["FWV06DAFT6V3-S-",33115,0,"Komerční"]
["FWV06DAFT6VS---",29819,0,"Komerční"]
["FWV06DAFT6VS--R",29819,0,"Komerční"]
["FWV06DAFT6VS-1-",35076,0,"Komerční"]
["FWV06DAFT6VS-1R",35076,0,"Komerční"]
["FWV06DAFT6VS-2-",37431,0,"Komerční"]
["FWV06DAFT6VS-2R",37431,0,"Komerční"]
["FWV06DAFT6VS-3-",39706,0,"Komerční"]
["FWV06DAFT6VS-3R",39706,0,"Komerční"]
["FWV06DAFU6V3---",27386,0,"Komerční"]
["FWV06DAFU6V3--R",27386,0,"Komerční"]
["FWV06DAFU6VS---",29819,0,"Komerční"]
["FWV06DAFU6VS--R",29819,0,"Komerční"]
["FWV06DAFV6V3--R",36444,"Komerční<4PIPE                   ","Komerční"]
["FWV06DAFV6V3-1-",41746,0,"Komerční"]
["FWV06DAFV6V3-1R",41746,0,"Komerční"]
["FWV06DAFV6V3-2-",44100,0,"Komerční"]
["FWV06DAFV6V3-2R",44100,0,"Komerční"]
["FWV06DAFV6V3-3-",46376,0,"Komerční"]
["FWV06DAFV6V3-3R",46376,0,"Komerční"]
["FWV06DAFV6V3-S-",42138,0,"Komerční"]
["FWV06DAFV6V3-SR",42138,0,"Komerční"]
["FWV06DAFV6VS---",38843,0,"Komerční"]
["FWV06DAFV6VS--R",38843,0,"Komerční"]
["FWV06DAFV6VS-1-",44179,0,"Komerční"]
["FWV06DAFV6VS-1R",44179,0,"Komerční"]
["FWV06DAFV6VS-2-",46455,0,"Komerční"]
["FWV06DAFV6VS-2R",46455,0,"Komerční"]
["FWV06DAFV6VS-3-",48808,0,"Komerční"]
["FWV06DAFV6VS-3R",48808,0,"Komerční"]
["FWV06DAFW6V3---",36409,0,"Komerční"]
["FWV06DAFW6V3--R",36409,0,"Komerční"]
["FWV06DAFW6VS---",38843,0,"Komerční"]
["FWV06DAFW6VS--R",38843,0,"Komerční"]
["FWV06DARD6V3---",24864,"Komerční<2PIPE                   ","Komerční"]
["FWV06DARD6V3--R",24875,0,"Komerční"]
["FWV06DARD6V3-1-",30211,0,"Komerční"]
["FWV06DARD6V3-1R",30211,0,"Komerční"]
["FWV06DARD6V3-2-",32564,0,"Komerční"]
["FWV06DARD6V3-2R",32564,0,"Komerční"]
["FWV06DARD6V3-3-",34841,0,"Komerční"]
["FWV06DARD6V3-3R",34841,0,"Komerční"]
["FWV06DARD6VS---",27307,0,"Komerční"]
["FWV06DARD6VS--R",27307,0,"Komerční"]
["FWV06DARD6VS-1-",32644,0,"Komerční"]
["FWV06DARD6VS-1R",32644,0,"Komerční"]
["FWV06DARD6VS-2-",34919,0,"Komerční"]
["FWV06DARD6VS-2R",34919,0,"Komerční"]
["FWV06DARD6VS-3-",37195,0,"Komerční"]
["FWV06DARD6VS-3R",37195,0,"Komerční"]
["FWV06DARN6V3---",20255,"Komerční<2PIPE                   ","Komerční"]
["FWV06DARN6V3--R",20324,0,"Komerční"]
["FWV06DARN6V3-1-",25581,0,"Komerční"]
["FWV06DARN6V3-1R",25581,0,"Komerční"]
["FWV06DARN6V3-2-",27935,0,"Komerční"]
["FWV06DARN6V3-2R",27935,0,"Komerční"]
["FWV06DARN6V3-3-",30211,0,"Komerční"]
["FWV06DARN6V3-3R",30211,0,"Komerční"]
["FWV06DARN6VS---",22756,0,"Komerční"]
["FWV06DARN6VS--R",22756,0,"Komerční"]
["FWV06DARN6VS-1-",28092,0,"Komerční"]
["FWV06DARN6VS-1R",28092,0,"Komerční"]
["FWV06DARN6VS-2-",30368,0,"Komerční"]
["FWV06DARN6VS-2R",30368,0,"Komerční"]
["FWV06DARN6VS-3-",32644,0,"Komerční"]
["FWV06DARN6VS-3R",32644,0,"Komerční"]
["FWV06DARO6V3---",28092,0,"Komerční"]
["FWV06DARO6V3--R",28092,0,"Komerční"]
["FWV06DARO6V3-3-",37980,0,"Komerční"]
["FWV06DARO6V3-3R",37980,0,"Komerční"]
["FWV06DARO6VS---",30525,0,"Komerční"]
["FWV06DARO6VS--R",30525,0,"Komerční"]
["FWV06DARO6VS-3-",40411,0,"Komerční"]
["FWV06DARO6VS-3R",40411,0,"Komerční"]
["FWV06DARP6V3---",33742,0,"Komerční"]
["FWV06DARP6V3--R",33742,0,"Komerční"]
["FWV06DARP6V3-3-",43630,0,"Komerční"]
["FWV06DARP6V3-3R",43630,0,"Komerční"]
["FWV06DARP6VS---",36175,0,"Komerční"]
["FWV06DARP6VS--R",36175,0,"Komerční"]
["FWV06DARP6VS-3-",46062,0,"Komerční"]
["FWV06DARP6VS-3R",46062,0,"Komerční"]
["FWV06DART6V3---",23305,0,"Komerční"]
["FWV06DART6V3--R",23305,0,"Komerční"]
["FWV06DART6V3-1-",28642,0,"Komerční"]
["FWV06DART6V3-1R",28642,0,"Komerční"]
["FWV06DART6V3-2-",30996,0,"Komerční"]
["FWV06DART6V3-2R",30996,0,"Komerční"]
["FWV06DART6V3-3-",33193,0,"Komerční"]
["FWV06DART6V3-3R",33193,0,"Komerční"]
["FWV06DART6VS---",25738,0,"Komerční"]
["FWV06DART6VS--R",25738,0,"Komerční"]
["FWV06DART6VS-1-",30996,0,"Komerční"]
["FWV06DART6VS-1R",30996,0,"Komerční"]
["FWV06DART6VS-2-",33350,0,"Komerční"]
["FWV06DART6VS-2R",33350,0,"Komerční"]
["FWV06DART6VS-3-",35625,0,"Komerční"]
["FWV06DART6VS-3R",35625,0,"Komerční"]
["FWV06DARU6V3---",23305,0,"Komerční"]
["FWV06DARU6V3--R",23305,0,"Komerční"]
["FWV06DARU6VS---",25738,0,"Komerční"]
["FWV06DARU6VS--R",25738,0,"Komerční"]
["FWV06DARV6V3---",28955,0,"Komerční"]
["FWV06DARV6V3--R",28955,0,"Komerční"]
["FWV06DARV6V3-1-",34291,0,"Komerční"]
["FWV06DARV6V3-1R",34291,0,"Komerční"]
["FWV06DARV6V3-2-",36645,0,"Komerční"]
["FWV06DARV6V3-2R",36645,0,"Komerční"]
["FWV06DARV6V3-3-",38921,0,"Komerční"]
["FWV06DARV6V3-3R",38921,0,"Komerční"]
["FWV06DARV6VS---",31388,0,"Komerční"]
["FWV06DARV6VS--R",31388,0,"Komerční"]
["FWV06DARV6VS-1-",36724,0,"Komerční"]
["FWV06DARV6VS-1R",36724,0,"Komerční"]
["FWV06DARV6VS-2-",39000,0,"Komerční"]
["FWV06DARV6VS-2R",39000,0,"Komerční"]
["FWV06DARV6VS-3-",41276,0,"Komerční"]
["FWV06DARV6VS-3R",41276,0,"Komerční"]
["FWV06DARW6V3---",28955,0,"Komerční"]
["FWV06DARW6V3--R",28955,0,"Komerční"]
["FWV06DARW6VS---",31388,0,"Komerční"]
["FWV06DARW6VS--R",31388,0,"Komerční"]
["FWV06DATD6V3---",22886,"Komerční<2PIPE                   ","Komerční"]
["FWV06DATD6V3--R",22834,0,"Komerční"]
["FWV06DATD6V3-1-",28170,0,"Komerční"]
["FWV06DATD6V3-1R",28170,0,"Komerční"]
["FWV06DATD6V3-2-",30525,0,"Komerční"]
["FWV06DATD6V3-2R",30525,0,"Komerční"]
["FWV06DATD6V3-3-",32723,0,"Komerční"]
["FWV06DATD6V3-3R",32723,0,"Komerční"]
["FWV06DATD6V3-S-",28563,0,"Komerční"]
["FWV06DATD6V3E--",35860,0,"Komerční"]
["FWV06DATD6V3E-R",35860,0,"Komerční"]
["FWV06DATD6V3E1-",41196,0,"Komerční"]
["FWV06DATD6V3E1R",41196,0,"Komerční"]
["FWV06DATD6V3E2-",43551,0,"Komerční"]
["FWV06DATD6V3E2R",43551,0,"Komerční"]
["FWV06DATD6V3E3-",45827,0,"Komerční"]
["FWV06DATD6V3E3R",45827,0,"Komerční"]
["FWV06DATD6VS---",25268,0,"Komerční"]
["FWV06DATD6VS--R",25268,0,"Komerční"]
["FWV06DATD6VS-1-",30603,0,"Komerční"]
["FWV06DATD6VS-1R",30603,0,"Komerční"]
["FWV06DATD6VS-2-",32880,0,"Komerční"]
["FWV06DATD6VS-2R",32880,0,"Komerční"]
["FWV06DATD6VS-3-",35155,0,"Komerční"]
["FWV06DATD6VS-3R",35155,0,"Komerční"]
["FWV06DATD6VSE--",38372,0,"Komerční"]
["FWV06DATD6VSE-R",38372,0,"Komerční"]
["FWV06DATD6VSE1-",43630,0,"Komerční"]
["FWV06DATD6VSE1R",43630,0,"Komerční"]
["FWV06DATD6VSE2-",45984,0,"Komerční"]
["FWV06DATD6VSE2R",45984,0,"Komerční"]
["FWV06DATD6VSE3-",48259,0,"Komerční"]
["FWV06DATD6VSE3R",48259,0,"Komerční"]
["FWV06DATN6V3--R",18257,"Komerční<2PIPE                   ","Komerční"]
["FWV06DATN6V3-1-",23541,0,"Komerční"]
["FWV06DATN6V3-1R",23541,0,"Komerční"]
["FWV06DATN6V3-2-",25895,0,"Komerční"]
["FWV06DATN6V3-2R",25895,0,"Komerční"]
["FWV06DATN6V3-3-",28170,0,"Komerční"]
["FWV06DATN6V3-3R",28170,0,"Komerční"]
["FWV06DATN6V3-S-",23934,0,"Komerční"]
["FWV06DATN6V3-SR",23934,0,"Komerční"]
["FWV06DATN6V3E--",31309,0,"Komerční"]
["FWV06DATN6V3E-R",31309,0,"Komerční"]
["FWV06DATN6V3E1-",36645,0,"Komerční"]
["FWV06DATN6V3E1R",36645,0,"Komerční"]
["FWV06DATN6V3E2-",38921,0,"Komerční"]
["FWV06DATN6V3E2R",38921,0,"Komerční"]
["FWV06DATN6V3E3-",41196,0,"Komerční"]
["FWV06DATN6V3E3R",41196,0,"Komerční"]
["FWV06DATN6V3ES-",36958,0,"Komerční"]
["FWV06DATN6VS---",20638,0,"Komerční"]
["FWV06DATN6VS--R",20638,0,"Komerční"]
["FWV06DATN6VS-1-",25974,0,"Komerční"]
["FWV06DATN6VS-1R",25974,0,"Komerční"]
["FWV06DATN6VS-2-",28328,0,"Komerční"]
["FWV06DATN6VS-2R",28328,0,"Komerční"]
["FWV06DATN6VS-3-",30603,0,"Komerční"]
["FWV06DATN6VS-3R",30603,0,"Komerční"]
["FWV06DATN6VSE--",33742,0,"Komerční"]
["FWV06DATN6VSE-R",33742,0,"Komerční"]
["FWV06DATN6VSE1-",39000,0,"Komerční"]
["FWV06DATN6VSE1R",39000,0,"Komerční"]
["FWV06DATN6VSE2-",41354,0,"Komerční"]
["FWV06DATN6VSE2R",41354,0,"Komerční"]
["FWV06DATN6VSE3-",43630,0,"Komerční"]
["FWV06DATN6VSE3R",43630,0,"Komerční"]
["FWV06DATO6V3---",26052,0,"Komerční"]
["FWV06DATO6V3--R",26052,0,"Komerční"]
["FWV06DATO6V3-3-",35939,0,"Komerční"]
["FWV06DATO6V3-3R",35939,0,"Komerční"]
["FWV06DATO6V3E--",39078,0,"Komerční"]
["FWV06DATO6V3E-R",39078,0,"Komerční"]
["FWV06DATO6V3E3-",48965,0,"Komerční"]
["FWV06DATO6V3E3R",48965,0,"Komerční"]
["FWV06DATO6VS---",28406,0,"Komerční"]
["FWV06DATO6VS--R",28406,0,"Komerční"]
["FWV06DATO6VS-3-",38372,0,"Komerční"]
["FWV06DATO6VS-3R",38372,0,"Komerční"]
["FWV06DATO6VSE--",41511,0,"Komerční"]
["FWV06DATO6VSE-R",41511,0,"Komerční"]
["FWV06DATO6VSE3-",51398,0,"Komerční"]
["FWV06DATO6VSE3R",51398,0,"Komerční"]
["FWV06DATP6V3---",31702,0,"Komerční"]
["FWV06DATP6V3--R",31702,0,"Komerční"]
["FWV06DATP6V3-3-",41589,0,"Komerční"]
["FWV06DATP6V3-3R",41589,0,"Komerční"]
["FWV06DATP6V3E--",44728,0,"Komerční"]
["FWV06DATP6V3E-R",44728,0,"Komerční"]
["FWV06DATP6V3E3-",54694,0,"Komerční"]
["FWV06DATP6V3E3R",54694,0,"Komerční"]
["FWV06DATP6VS---",34134,0,"Komerční"]
["FWV06DATP6VS--R",34134,0,"Komerční"]
["FWV06DATP6VS-3-",44021,0,"Komerční"]
["FWV06DATP6VS-3R",44021,0,"Komerční"]
["FWV06DATP6VSE--",47161,0,"Komerční"]
["FWV06DATP6VSE-R",47161,0,"Komerční"]
["FWV06DATP6VSE3-",57047,0,"Komerční"]
["FWV06DATP6VSE3R",57047,0,"Komerční"]
["FWV06DATT6V3---",21266,0,"Komerční"]
["FWV06DATT6V3--R",21266,0,"Komerční"]
["FWV06DATT6V3-1-",26601,0,"Komerční"]
["FWV06DATT6V3-1R",26601,0,"Komerční"]
["FWV06DATT6V3-2-",28955,0,"Komerční"]
["FWV06DATT6V3-2R",28955,0,"Komerční"]
["FWV06DATT6V3-3-",31153,0,"Komerční"]
["FWV06DATT6V3-3R",31153,0,"Komerční"]
["FWV06DATT6V3-S-",26915,0,"Komerční"]
["FWV06DATT6V3E--",34291,0,"Komerční"]
["FWV06DATT6V3E-R",34291,0,"Komerční"]
["FWV06DATT6V3E1-",39627,0,"Komerční"]
["FWV06DATT6V3E1R",39627,0,"Komerční"]
["FWV06DATT6V3E2-",41982,0,"Komerční"]
["FWV06DATT6V3E2R",41982,0,"Komerční"]
["FWV06DATT6V3E3-",44179,0,"Komerční"]
["FWV06DATT6V3E3R",44179,0,"Komerční"]
["FWV06DATT6VS---",23619,0,"Komerční"]
["FWV06DATT6VS--R",23619,0,"Komerční"]
["FWV06DATT6VS-1-",28955,0,"Komerční"]
["FWV06DATT6VS-1R",28955,0,"Komerční"]
["FWV06DATT6VS-2-",31309,0,"Komerční"]
["FWV06DATT6VS-2R",31309,0,"Komerční"]
["FWV06DATT6VS-3-",33585,0,"Komerční"]
["FWV06DATT6VS-3R",33585,0,"Komerční"]
["FWV06DATT6VSE--",36724,0,"Komerční"]
["FWV06DATT6VSE-R",36724,0,"Komerční"]
["FWV06DATT6VSE1-",41982,0,"Komerční"]
["FWV06DATT6VSE1R",41982,0,"Komerční"]
["FWV06DATT6VSE2-",44335,0,"Komerční"]
["FWV06DATT6VSE2R",44335,0,"Komerční"]
["FWV06DATT6VSE3-",46611,0,"Komerční"]
["FWV06DATT6VSE3R",46611,0,"Komerční"]
["FWV06DATU6V3---",21266,0,"Komerční"]
["FWV06DATU6V3--R",21266,0,"Komerční"]
["FWV06DATU6V3E--",34291,0,"Komerční"]
["FWV06DATU6V3E-R",34291,0,"Komerční"]
["FWV06DATU6VS---",23619,0,"Komerční"]
["FWV06DATU6VS--R",23619,0,"Komerční"]
["FWV06DATU6VSE--",36724,0,"Komerční"]
["FWV06DATU6VSE-R",36724,0,"Komerční"]
["FWV06DATV6V3--R",26937,"Komerční<2PIPE                   ","Komerční"]
["FWV06DATV6V3-1-",32251,0,"Komerční"]
["FWV06DATV6V3-1R",32251,0,"Komerční"]
["FWV06DATV6V3-2-",34605,0,"Komerční"]
["FWV06DATV6V3-2R",34605,0,"Komerční"]
["FWV06DATV6V3-3-",36802,0,"Komerční"]
["FWV06DATV6V3-3R",36802,0,"Komerční"]
["FWV06DATV6V3-S-",32644,0,"Komerční"]
["FWV06DATV6V3-SR",32644,0,"Komerční"]
["FWV06DATV6V3E--",40019,0,"Komerční"]
["FWV06DATV6V3E-R",40019,0,"Komerční"]
["FWV06DATV6V3E1-",45355,0,"Komerční"]
["FWV06DATV6V3E1R",45355,0,"Komerční"]
["FWV06DATV6V3E2-",47632,0,"Komerční"]
["FWV06DATV6V3E2R",47632,0,"Komerční"]
["FWV06DATV6V3E3-",49908,0,"Komerční"]
["FWV06DATV6V3E3R",49908,0,"Komerční"]
["FWV06DATV6V3ES-",45670,0,"Komerční"]
["FWV06DATV6VS---",29348,0,"Komerční"]
["FWV06DATV6VS--R",29348,0,"Komerční"]
["FWV06DATV6VS-1-",34683,0,"Komerční"]
["FWV06DATV6VS-1R",34683,0,"Komerční"]
["FWV06DATV6VS-2-",36958,0,"Komerční"]
["FWV06DATV6VS-2R",36958,0,"Komerční"]
["FWV06DATV6VS-3-",39234,0,"Komerční"]
["FWV06DATV6VS-3R",39234,0,"Komerční"]
["FWV06DATV6VSE--",42374,0,"Komerční"]
["FWV06DATV6VSE-R",42374,0,"Komerční"]
["FWV06DATV6VSE1-",47710,0,"Komerční"]
["FWV06DATV6VSE1R",47710,0,"Komerční"]
["FWV06DATV6VSE2-",49986,0,"Komerční"]
["FWV06DATV6VSE2R",49986,0,"Komerční"]
["FWV06DATV6VSE3-",52339,0,"Komerční"]
["FWV06DATV6VSE3R",52339,0,"Komerční"]
["FWV06DATW6V3---",26915,0,"Komerční"]
["FWV06DATW6V3--R",26915,0,"Komerční"]
["FWV06DATW6V3E--",40019,0,"Komerční"]
["FWV06DATW6V3E-R",40019,0,"Komerční"]
["FWV06DATW6VS---",29348,0,"Komerční"]
["FWV06DATW6VS--R",29348,0,"Komerční"]
["FWV06DATW6VSE--",42374,0,"Komerční"]
["FWV06DATW6VSE-R",42374,0,"Komerční"]
["FWV06DFN",21295,"FANCOIL parapetní jednotka 4 tr","Komerční"]
["FWV06DFV",36444,"FANCOIL parapetní jednotka 4 tr","Komerční"]
["FWV06DTN",18257,"FANCOIL parapetní jednotka 2 tr","Komerční"]
["FWV06DTV",26937,"FANCOIL parapetní jednotka 2 tr","Komerční"]
["FWV08DAFD6V3---",37277,"FANCOIL parapetní jednotka 4 tr","Komerční"]
["FWV08DAFD6V3--R",37195,0,"Komerční"]
["FWV08DAFD6V3-1-",42609,0,"Komerční"]
["FWV08DAFD6V3-1R",42609,0,"Komerční"]
["FWV08DAFD6V3-2-",44885,0,"Komerční"]
["FWV08DAFD6V3-2R",44885,0,"Komerční"]
["FWV08DAFD6V3-3-",47161,0,"Komerční"]
["FWV08DAFD6V3-3R",47161,0,"Komerční"]
["FWV08DAFD6V3-S-",42923,0,"Komerční"]
["FWV08DAFN6V3--R",27767,"Komerční<4PIPE                   ","Komerční"]
["FWV08DAFN6V3-1-",33036,0,"Komerční"]
["FWV08DAFN6V3-1R",33036,0,"Komerční"]
["FWV08DAFN6V3-2-",35390,0,"Komerční"]
["FWV08DAFN6V3-2R",35390,0,"Komerční"]
["FWV08DAFN6V3-3-",37666,0,"Komerční"]
["FWV08DAFN6V3-3R",37666,0,"Komerční"]
["FWV08DAFN6V3-S-",33429,0,"Komerční"]
["FWV08DAFN6V3-SR",33429,0,"Komerční"]
["FWV08DAFO6V3---",43630,0,"Komerční"]
["FWV08DAFO6V3--R",43630,0,"Komerční"]
["FWV08DAFO6V3-3-",53516,0,"Komerční"]
["FWV08DAFO6V3-3R",53516,0,"Komerční"]
["FWV08DAFP6V3---",53281,0,"Komerční"]
["FWV08DAFP6V3--R",53281,0,"Komerční"]
["FWV08DAFP6V3-3-",63169,0,"Komerční"]
["FWV08DAFP6V3-3R",63169,0,"Komerční"]
["FWV08DAFT6V3---",34134,0,"Komerční"]
["FWV08DAFT6V3--R",34134,0,"Komerční"]
["FWV08DAFT6V3-1-",39470,0,"Komerční"]
["FWV08DAFT6V3-1R",39470,0,"Komerční"]
["FWV08DAFT6V3-2-",41746,0,"Komerční"]
["FWV08DAFT6V3-2R",41746,0,"Komerční"]
["FWV08DAFT6V3-3-",44021,0,"Komerční"]
["FWV08DAFT6V3-3R",44021,0,"Komerční"]
["FWV08DAFT6V3-S-",39784,0,"Komerční"]
["FWV08DAFU6V3---",34134,0,"Komerční"]
["FWV08DAFU6V3--R",34134,0,"Komerční"]
["FWV08DAFV6V3--R",43785,"Komerční<4PIPE                   ","Komerční"]
["FWV08DAFV6V3-1-",49122,0,"Komerční"]
["FWV08DAFV6V3-1R",49122,0,"Komerční"]
["FWV08DAFV6V3-2-",51398,0,"Komerční"]
["FWV08DAFV6V3-2R",51398,0,"Komerční"]
["FWV08DAFV6V3-3-",53673,0,"Komerční"]
["FWV08DAFV6V3-3R",53673,0,"Komerční"]
["FWV08DAFV6V3-S-",49436,0,"Komerční"]
["FWV08DAFV6V3-SR",49436,0,"Komerční"]
["FWV08DAFW6V3---",43786,0,"Komerční"]
["FWV08DAFW6V3--R",43786,0,"Komerční"]
["FWV08DARD6V3---",32395,"Komerční<2PIPE                   ","Komerční"]
["FWV08DARD6V3--R",32407,0,"Komerční"]
["FWV08DARD6V3-1-",37744,0,"Komerční"]
["FWV08DARD6V3-1R",37744,0,"Komerční"]
["FWV08DARD6V3-2-",40019,0,"Komerční"]
["FWV08DARD6V3-2R",40019,0,"Komerční"]
["FWV08DARD6V3-3-",42295,0,"Komerční"]
["FWV08DARD6V3-3R",42295,0,"Komerční"]
["FWV08DARN6V3---",27637,"Komerční<2PIPE                   ","Komerční"]
["FWV08DARN6V3--R",27621,0,"Komerční"]
["FWV08DARN6V3-1-",32957,0,"Komerční"]
["FWV08DARN6V3-1R",32957,0,"Komerční"]
["FWV08DARN6V3-2-",35311,0,"Komerční"]
["FWV08DARN6V3-2R",35311,0,"Komerční"]
["FWV08DARN6V3-3-",37509,0,"Komerční"]
["FWV08DARN6V3-3R",37509,0,"Komerční"]
["FWV08DARO6V3---",35547,0,"Komerční"]
["FWV08DARO6V3--R",35547,0,"Komerční"]
["FWV08DARO6V3-3-",45434,0,"Komerční"]
["FWV08DARO6V3-3R",45434,0,"Komerční"]
["FWV08DARP6V3---",41746,0,"Komerční"]
["FWV08DARP6V3--R",41746,0,"Komerční"]
["FWV08DARP6V3-3-",51712,0,"Komerční"]
["FWV08DARP6V3-3R",51712,0,"Komerční"]
["FWV08DART6V3---",30760,0,"Komerční"]
["FWV08DART6V3--R",30760,0,"Komerční"]
["FWV08DART6V3-1-",36096,0,"Komerční"]
["FWV08DART6V3-1R",36096,0,"Komerční"]
["FWV08DART6V3-2-",38372,0,"Komerční"]
["FWV08DART6V3-2R",38372,0,"Komerční"]
["FWV08DART6V3-3-",40647,0,"Komerční"]
["FWV08DART6V3-3R",40647,0,"Komerční"]
["FWV08DARU6V3---",30760,0,"Komerční"]
["FWV08DARU6V3--R",30760,0,"Komerční"]
["FWV08DARV6V3---",37038,0,"Komerční"]
["FWV08DARV6V3--R",37038,0,"Komerční"]
["FWV08DARV6V3-1-",42374,0,"Komerční"]
["FWV08DARV6V3-1R",42374,0,"Komerční"]
["FWV08DARV6V3-2-",44649,0,"Komerční"]
["FWV08DARV6V3-2R",44649,0,"Komerční"]
["FWV08DARV6V3-3-",46925,0,"Komerční"]
["FWV08DARV6V3-3R",46925,0,"Komerční"]
["FWV08DARW6V3---",37038,0,"Komerční"]
["FWV08DARW6V3--R",37038,0,"Komerční"]
["FWV08DATD6V3---",28996,"Komerční<2PIPE                   ","Komerční"]
["FWV08DATD6V3--R",28955,0,"Komerční"]
["FWV08DATD6V3-1-",34291,0,"Komerční"]
["FWV08DATD6V3-1R",34291,0,"Komerční"]
["FWV08DATD6V3-2-",36645,0,"Komerční"]
["FWV08DATD6V3-2R",36645,0,"Komerční"]
["FWV08DATD6V3-3-",38843,0,"Komerční"]
["FWV08DATD6V3-3R",38843,0,"Komerční"]
["FWV08DATD6V3-S-",34683,0,"Komerční"]
["FWV08DATD6V3E--",42295,0,"Komerční"]
["FWV08DATD6V3E-R",42295,0,"Komerční"]
["FWV08DATD6V3E1-",47632,0,"Komerční"]
["FWV08DATD6V3E1R",47632,0,"Komerční"]
["FWV08DATD6V3E2-",49986,0,"Komerční"]
["FWV08DATD6V3E2R",49986,0,"Komerční"]
["FWV08DATD6V3E3-",52261,0,"Komerční"]
["FWV08DATD6V3E3R",52261,0,"Komerční"]
["FWV08DATN6V3--R",24188,"Komerční<2PIPE                   ","Komerční"]
["FWV08DATN6V3-1-",29504,0,"Komerční"]
["FWV08DATN6V3-1R",29504,0,"Komerční"]
["FWV08DATN6V3-2-",31858,0,"Komerční"]
["FWV08DATN6V3-2R",31858,0,"Komerční"]
["FWV08DATN6V3-3-",34134,0,"Komerční"]
["FWV08DATN6V3-3R",34134,0,"Komerční"]
["FWV08DATN6V3-S-",29897,0,"Komerční"]
["FWV08DATN6V3-SR",29897,0,"Komerční"]
["FWV08DATN6V3E--",37509,0,"Komerční"]
["FWV08DATN6V3E-R",37509,0,"Komerční"]
["FWV08DATN6V3E1-",42845,0,"Komerční"]
["FWV08DATN6V3E1R",42845,0,"Komerční"]
["FWV08DATN6V3E2-",45198,0,"Komerční"]
["FWV08DATN6V3E2R",45198,0,"Komerční"]
["FWV08DATN6V3E3-",47396,0,"Komerční"]
["FWV08DATN6V3E3R",47396,0,"Komerční"]
["FWV08DATN6V3ES-",43237,0,"Komerční"]
["FWV08DATO6V3---",32094,0,"Komerční"]
["FWV08DATO6V3--R",32094,0,"Komerční"]
["FWV08DATO6V3-3-",41982,0,"Komerční"]
["FWV08DATO6V3-3R",41982,0,"Komerční"]
["FWV08DATO6V3E--",45434,0,"Komerční"]
["FWV08DATO6V3E-R",45434,0,"Komerční"]
["FWV08DATO6V3E3-",55321,0,"Komerční"]
["FWV08DATO6V3E3R",55321,0,"Komerční"]
["FWV08DATP6V3---",38372,0,"Komerční"]
["FWV08DATP6V3--R",38372,0,"Komerční"]
["FWV08DATP6V3-3-",48259,0,"Komerční"]
["FWV08DATP6V3-3R",48259,0,"Komerční"]
["FWV08DATP6V3E--",51712,0,"Komerční"]
["FWV08DATP6V3E-R",51712,0,"Komerční"]
["FWV08DATP6V3E3-",61598,0,"Komerční"]
["FWV08DATP6V3E3R",61598,0,"Komerční"]
["FWV08DATT6V3---",27307,0,"Komerční"]
["FWV08DATT6V3--R",27307,0,"Komerční"]
["FWV08DATT6V3-1-",32644,0,"Komerční"]
["FWV08DATT6V3-1R",32644,0,"Komerční"]
["FWV08DATT6V3-2-",34998,0,"Komerční"]
["FWV08DATT6V3-2R",34998,0,"Komerční"]
["FWV08DATT6V3-3-",37195,0,"Komerční"]
["FWV08DATT6V3-3R",37195,0,"Komerční"]
["FWV08DATT6V3-S-",33036,0,"Komerční"]
["FWV08DATT6V3E--",40647,0,"Komerční"]
["FWV08DATT6V3E-R",40647,0,"Komerční"]
["FWV08DATT6V3E1-",45984,0,"Komerční"]
["FWV08DATT6V3E1R",45984,0,"Komerční"]
["FWV08DATT6V3E2-",48337,0,"Komerční"]
["FWV08DATT6V3E2R",48337,0,"Komerční"]
["FWV08DATT6V3E3-",50535,0,"Komerční"]
["FWV08DATT6V3E3R",50535,0,"Komerční"]
["FWV08DATU6V3---",27307,0,"Komerční"]
["FWV08DATU6V3--R",27307,0,"Komerční"]
["FWV08DATU6V3E--",40647,0,"Komerční"]
["FWV08DATU6V3E-R",40647,0,"Komerční"]
["FWV08DATV6V3--R",33625,"Komerční<2PIPE                   ","Komerční"]
["FWV08DATV6V3-1-",38921,0,"Komerční"]
["FWV08DATV6V3-1R",38921,0,"Komerční"]
["FWV08DATV6V3-2-",41276,0,"Komerční"]
["FWV08DATV6V3-2R",41276,0,"Komerční"]
["FWV08DATV6V3-3-",43472,0,"Komerční"]
["FWV08DATV6V3-3R",43472,0,"Komerční"]
["FWV08DATV6V3-S-",39313,0,"Komerční"]
["FWV08DATV6V3-SR",39313,0,"Komerční"]
["FWV08DATV6V3E--",46925,0,"Komerční"]
["FWV08DATV6V3E-R",46925,0,"Komerční"]
["FWV08DATV6V3E1-",52261,0,"Komerční"]
["FWV08DATV6V3E1R",52261,0,"Komerční"]
["FWV08DATV6V3E2-",54615,0,"Komerční"]
["FWV08DATV6V3E2R",54615,0,"Komerční"]
["FWV08DATV6V3E3-",56812,0,"Komerční"]
["FWV08DATV6V3E3R",56812,0,"Komerční"]
["FWV08DATV6V3ES-",52653,0,"Komerční"]
["FWV08DATW6V3---",33585,0,"Komerční"]
["FWV08DATW6V3--R",33585,0,"Komerční"]
["FWV08DATW6V3E--",46925,0,"Komerční"]
["FWV08DATW6V3E-R",46925,0,"Komerční"]
["FWV08DFN",27767,"FANCOIL parapetní jednotka 4 tr","Komerční"]
["FWV08DFV",43785,"FANCOIL parapetní jednotka 4 tr","Komerční"]
["FWV08DTN",24188,"FANCOIL parapetní jednotka 2 tr","Komerční"]
["FWV08DTV",33625,"FANCOIL parapetní jednotka 2 tr","Komerční"]
["FWV10DAFD6V3---",40565,"Komerční<4PIPE                   ","Komerční"]
["FWV10DAFD6V3--R",40490,0,"Komerční"]
["FWV10DAFD6V3-1-",45827,0,"Komerční"]
["FWV10DAFD6V3-1R",45827,0,"Komerční"]
["FWV10DAFD6V3-2-",48181,0,"Komerční"]
["FWV10DAFD6V3-2R",48181,0,"Komerční"]
["FWV10DAFD6V3-3-",50457,0,"Komerční"]
["FWV10DAFD6V3-3R",50457,0,"Komerční"]
["FWV10DAFD6V3-S-",46219,0,"Komerční"]
["FWV10DAFD6VS---",43237,0,"Komerční"]
["FWV10DAFD6VS--R",43237,0,"Komerční"]
["FWV10DAFD6VS-1-",48494,0,"Komerční"]
["FWV10DAFD6VS-1R",48494,0,"Komerční"]
["FWV10DAFD6VS-2-",50849,0,"Komerční"]
["FWV10DAFD6VS-2R",50849,0,"Komerční"]
["FWV10DAFD6VS-3-",53124,0,"Komerční"]
["FWV10DAFD6VS-3R",53124,0,"Komerční"]
["FWV10DAFN6V3--R",30985,"Komerční<4PIPE                   ","Komerční"]
["FWV10DAFN6V3-1-",36331,0,"Komerční"]
["FWV10DAFN6V3-1R",36331,0,"Komerční"]
["FWV10DAFN6V3-2-",38685,0,"Komerční"]
["FWV10DAFN6V3-2R",38685,0,"Komerční"]
["FWV10DAFN6V3-3-",40883,0,"Komerční"]
["FWV10DAFN6V3-3R",40883,0,"Komerční"]
["FWV10DAFN6V3-S-",36724,0,"Komerční"]
["FWV10DAFN6V3-SR",36724,0,"Komerční"]
["FWV10DAFN6VS---",33742,0,"Komerční"]
["FWV10DAFN6VS--R",33742,0,"Komerční"]
["FWV10DAFN6VS-1-",39000,0,"Komerční"]
["FWV10DAFN6VS-1R",39000,0,"Komerční"]
["FWV10DAFN6VS-2-",41276,0,"Komerční"]
["FWV10DAFN6VS-2R",41276,0,"Komerční"]
["FWV10DAFN6VS-3-",43630,0,"Komerční"]
["FWV10DAFN6VS-3R",43630,0,"Komerční"]
["FWV10DAFO6V3---",46925,0,"Komerční"]
["FWV10DAFO6V3--R",46925,0,"Komerční"]
["FWV10DAFO6V3-3-",56812,0,"Komerční"]
["FWV10DAFO6V3-3R",56812,0,"Komerční"]
["FWV10DAFO6VS---",49592,0,"Komerční"]
["FWV10DAFO6VS--R",49592,0,"Komerční"]
["FWV10DAFO6VS-3-",59480,0,"Komerční"]
["FWV10DAFO6VS-3R",59480,0,"Komerční"]
["FWV10DAFP6V3---",56577,0,"Komerční"]
["FWV10DAFP6V3--R",56577,0,"Komerční"]
["FWV10DAFP6V3-3-",66464,0,"Komerční"]
["FWV10DAFP6V3-3R",66464,0,"Komerční"]
["FWV10DAFP6VS---",59245,0,"Komerční"]
["FWV10DAFP6VS--R",59245,0,"Komerční"]
["FWV10DAFP6VS-3-",69132,0,"Komerční"]
["FWV10DAFP6VS-3R",69132,0,"Komerční"]
["FWV10DAFT6V3---",37352,0,"Komerční"]
["FWV10DAFT6V3--R",37352,0,"Komerční"]
["FWV10DAFT6V3-1-",42687,0,"Komerční"]
["FWV10DAFT6V3-1R",42687,0,"Komerční"]
["FWV10DAFT6V3-2-",45041,0,"Komerční"]
["FWV10DAFT6V3-2R",45041,0,"Komerční"]
["FWV10DAFT6V3-3-",47317,0,"Komerční"]
["FWV10DAFT6V3-3R",47317,0,"Komerční"]
["FWV10DAFT6V3-S-",43080,0,"Komerční"]
["FWV10DAFT6VS---",40098,0,"Komerční"]
["FWV10DAFT6VS--R",40098,0,"Komerční"]
["FWV10DAFT6VS-1-",45355,0,"Komerční"]
["FWV10DAFT6VS-1R",45355,0,"Komerční"]
["FWV10DAFT6VS-2-",47710,0,"Komerční"]
["FWV10DAFT6VS-2R",47710,0,"Komerční"]
["FWV10DAFT6VS-3-",49986,0,"Komerční"]
["FWV10DAFT6VS-3R",49986,0,"Komerční"]
["FWV10DAFU6V3---",37352,0,"Komerční"]
["FWV10DAFU6V3--R",37352,0,"Komerční"]
["FWV10DAFU6VS---",40098,0,"Komerční"]
["FWV10DAFU6VS--R",40098,0,"Komerční"]
["FWV10DAFV6V3--R",47074,"Komerční<4PIPE                   ","Komerční"]
["FWV10DAFV6V3-1-",52339,0,"Komerční"]
["FWV10DAFV6V3-1R",52339,0,"Komerční"]
["FWV10DAFV6V3-2-",54694,0,"Komerční"]
["FWV10DAFV6V3-2R",54694,0,"Komerční"]
["FWV10DAFV6V3-3-",56969,0,"Komerční"]
["FWV10DAFV6V3-3R",56969,0,"Komerční"]
["FWV10DAFV6V3-S-",52732,0,"Komerční"]
["FWV10DAFV6V3-SR",52732,0,"Komerční"]
["FWV10DAFV6VS---",49749,0,"Komerční"]
["FWV10DAFV6VS--R",49749,0,"Komerční"]
["FWV10DAFV6VS-1-",55008,0,"Komerční"]
["FWV10DAFV6VS-1R",55008,0,"Komerční"]
["FWV10DAFV6VS-2-",57362,0,"Komerční"]
["FWV10DAFV6VS-2R",57362,0,"Komerční"]
["FWV10DAFV6VS-3-",59638,0,"Komerční"]
["FWV10DAFV6VS-3R",59638,0,"Komerční"]
["FWV10DAFW6V3---",47082,0,"Komerční"]
["FWV10DAFW6V3--R",47082,0,"Komerční"]
["FWV10DAFW6VS---",49749,0,"Komerční"]
["FWV10DAFW6VS--R",49749,0,"Komerční"]
["FWV10DARD6V3---",35663,"Komerční<2PIPE                   ","Komerční"]
["FWV10DARD6V3--R",35704,0,"Komerční"]
["FWV10DARD6V3-1-",41039,0,"Komerční"]
["FWV10DARD6V3-1R",41039,0,"Komerční"]
["FWV10DARD6V3-2-",43315,0,"Komerční"]
["FWV10DARD6V3-2R",43315,0,"Komerční"]
["FWV10DARD6V3-3-",45590,0,"Komerční"]
["FWV10DARD6V3-3R",45590,0,"Komerční"]
["FWV10DARD6VS---",38372,0,"Komerční"]
["FWV10DARD6VS--R",38372,0,"Komerční"]
["FWV10DARD6VS-1-",43708,0,"Komerční"]
["FWV10DARD6VS-1R",43708,0,"Komerční"]
["FWV10DARD6VS-2-",45984,0,"Komerční"]
["FWV10DARD6VS-2R",45984,0,"Komerční"]
["FWV10DARD6VS-3-",48259,0,"Komerční"]
["FWV10DARD6VS-3R",48259,0,"Komerční"]
["FWV10DARN6V3---",30930,"Komerční<2PIPE                   ","Komerční"]
["FWV10DARN6V3--R",30917,0,"Komerční"]
["FWV10DARN6V3-1-",36253,0,"Komerční"]
["FWV10DARN6V3-1R",36253,0,"Komerční"]
["FWV10DARN6V3-2-",38529,0,"Komerční"]
["FWV10DARN6V3-2R",38529,0,"Komerční"]
["FWV10DARN6V3-3-",40804,0,"Komerční"]
["FWV10DARN6V3-3R",40804,0,"Komerční"]
["FWV10DARN6VS---",33585,0,"Komerční"]
["FWV10DARN6VS--R",33585,0,"Komerční"]
["FWV10DARN6VS-1-",38921,0,"Komerční"]
["FWV10DARN6VS-1R",38921,0,"Komerční"]
["FWV10DARN6VS-2-",41196,0,"Komerční"]
["FWV10DARN6VS-2R",41196,0,"Komerční"]
["FWV10DARN6VS-3-",43551,0,"Komerční"]
["FWV10DARN6VS-3R",43551,0,"Komerční"]
["FWV10DARO6V3---",38764,0,"Komerční"]
["FWV10DARO6V3--R",38764,0,"Komerční"]
["FWV10DARO6V3-3-",48730,0,"Komerční"]
["FWV10DARO6V3-3R",48730,0,"Komerční"]
["FWV10DARO6VS---",41511,0,"Komerční"]
["FWV10DARO6VS--R",41511,0,"Komerční"]
["FWV10DARO6VS-3-",51398,0,"Komerční"]
["FWV10DARO6VS-3R",51398,0,"Komerční"]
["FWV10DARP6V3---",45041,0,"Komerční"]
["FWV10DARP6V3--R",45041,0,"Komerční"]
["FWV10DARP6V3-3-",54929,0,"Komerční"]
["FWV10DARP6V3-3R",54929,0,"Komerční"]
["FWV10DARP6VS---",47710,0,"Komerční"]
["FWV10DARP6VS--R",47710,0,"Komerční"]
["FWV10DARP6VS-3-",57596,0,"Komerční"]
["FWV10DARP6VS-3R",57596,0,"Komerční"]
["FWV10DART6V3---",34056,0,"Komerční"]
["FWV10DART6V3--R",34056,0,"Komerční"]
["FWV10DART6V3-1-",39392,0,"Komerční"]
["FWV10DART6V3-1R",39392,0,"Komerční"]
["FWV10DART6V3-2-",41668,0,"Komerční"]
["FWV10DART6V3-2R",41668,0,"Komerční"]
["FWV10DART6V3-3-",43943,0,"Komerční"]
["FWV10DART6V3-3R",43943,0,"Komerční"]
["FWV10DART6VS---",36724,0,"Komerční"]
["FWV10DART6VS--R",36724,0,"Komerční"]
["FWV10DART6VS-1-",41982,0,"Komerční"]
["FWV10DART6VS-1R",41982,0,"Komerční"]
["FWV10DART6VS-2-",44335,0,"Komerční"]
["FWV10DART6VS-2R",44335,0,"Komerční"]
["FWV10DART6VS-3-",46611,0,"Komerční"]
["FWV10DART6VS-3R",46611,0,"Komerční"]
["FWV10DARU6V3---",34056,0,"Komerční"]
["FWV10DARU6V3--R",34056,0,"Komerční"]
["FWV10DARU6VS---",36724,0,"Komerční"]
["FWV10DARU6VS--R",36724,0,"Komerční"]
["FWV10DARV6V3---",40255,0,"Komerční"]
["FWV10DARV6V3--R",40255,0,"Komerční"]
["FWV10DARV6V3-1-",45590,0,"Komerční"]
["FWV10DARV6V3-1R",45590,0,"Komerční"]
["FWV10DARV6V3-2-",47945,0,"Komerční"]
["FWV10DARV6V3-2R",47945,0,"Komerční"]
["FWV10DARV6V3-3-",50221,0,"Komerční"]
["FWV10DARV6V3-3R",50221,0,"Komerční"]
["FWV10DARV6VS---",43002,0,"Komerční"]
["FWV10DARV6VS--R",43002,0,"Komerční"]
["FWV10DARV6VS-1-",48259,0,"Komerční"]
["FWV10DARV6VS-1R",48259,0,"Komerční"]
["FWV10DARV6VS-2-",50613,0,"Komerční"]
["FWV10DARV6VS-2R",50613,0,"Komerční"]
["FWV10DARV6VS-3-",52810,0,"Komerční"]
["FWV10DARV6VS-3R",52810,0,"Komerční"]
["FWV10DARW6V3---",40255,0,"Komerční"]
["FWV10DARW6V3--R",40255,0,"Komerční"]
["FWV10DARW6VS---",43002,0,"Komerční"]
["FWV10DARW6VS--R",43002,0,"Komerční"]
["FWV10DATD6V3---",32288,"Komerční<2PIPE                   ","Komerční"]
["FWV10DATD6V3--R",32251,0,"Komerční"]
["FWV10DATD6V3-1-",37587,0,"Komerční"]
["FWV10DATD6V3-1R",37587,0,"Komerční"]
["FWV10DATD6V3-2-",39862,0,"Komerční"]
["FWV10DATD6V3-2R",39862,0,"Komerční"]
["FWV10DATD6V3-3-",42138,0,"Komerční"]
["FWV10DATD6V3-3R",42138,0,"Komerční"]
["FWV10DATD6V3-S-",37980,0,"Komerční"]
["FWV10DATD6V3E--",45590,0,"Komerční"]
["FWV10DATD6V3E-R",45590,0,"Komerční"]
["FWV10DATD6V3E1-",50927,0,"Komerční"]
["FWV10DATD6V3E1R",50927,0,"Komerční"]
["FWV10DATD6V3E2-",53202,0,"Komerční"]
["FWV10DATD6V3E2R",53202,0,"Komerční"]
["FWV10DATD6V3E3-",55478,0,"Komerční"]
["FWV10DATD6V3E3R",55478,0,"Komerční"]
["FWV10DATD6VS---",34919,0,"Komerční"]
["FWV10DATD6VS--R",34919,0,"Komerční"]
["FWV10DATD6VS-1-",40177,0,"Komerční"]
["FWV10DATD6VS-1R",40177,0,"Komerční"]
["FWV10DATD6VS-2-",42609,0,"Komerční"]
["FWV10DATD6VS-2R",42609,0,"Komerční"]
["FWV10DATD6VS-3-",44806,0,"Komerční"]
["FWV10DATD6VS-3R",44806,0,"Komerční"]
["FWV10DATD6VSE--",48259,0,"Komerční"]
["FWV10DATD6VSE-R",48259,0,"Komerční"]
["FWV10DATD6VSE1-",53594,0,"Komerční"]
["FWV10DATD6VSE1R",53594,0,"Komerční"]
["FWV10DATD6VSE2-",55870,0,"Komerční"]
["FWV10DATD6VSE2R",55870,0,"Komerční"]
["FWV10DATD6VSE3-",58145,0,"Komerční"]
["FWV10DATD6VSE3R",58145,0,"Komerční"]
["FWV10DATN6V3--R",27478,"Komerční<2PIPE                   ","Komerční"]
["FWV10DATN6V3-1-",32801,0,"Komerční"]
["FWV10DATN6V3-1R",32801,0,"Komerční"]
["FWV10DATN6V3-2-",35155,0,"Komerční"]
["FWV10DATN6V3-2R",35155,0,"Komerční"]
["FWV10DATN6V3-3-",37352,0,"Komerční"]
["FWV10DATN6V3-3R",37352,0,"Komerční"]
["FWV10DATN6V3-S-",33193,0,"Komerční"]
["FWV10DATN6V3-SR",33193,0,"Komerční"]
["FWV10DATN6V3E--",40804,0,"Komerční"]
["FWV10DATN6V3E-R",40804,0,"Komerční"]
["FWV10DATN6V3E1-",46140,0,"Komerční"]
["FWV10DATN6V3E1R",46140,0,"Komerční"]
["FWV10DATN6V3E2-",48494,0,"Komerční"]
["FWV10DATN6V3E2R",48494,0,"Komerční"]
["FWV10DATN6V3E3-",50770,0,"Komerční"]
["FWV10DATN6V3E3R",50770,0,"Komerční"]
["FWV10DATN6V3ES-",46533,0,"Komerční"]
["FWV10DATN6VS---",30211,0,"Komerční"]
["FWV10DATN6VS--R",30211,0,"Komerční"]
["FWV10DATN6VS-1-",35468,0,"Komerční"]
["FWV10DATN6VS-1R",35468,0,"Komerční"]
["FWV10DATN6VS-2-",37744,0,"Komerční"]
["FWV10DATN6VS-2R",37744,0,"Komerční"]
["FWV10DATN6VS-3-",40019,0,"Komerční"]
["FWV10DATN6VS-3R",40019,0,"Komerční"]
["FWV10DATN6VSE--",43551,0,"Komerční"]
["FWV10DATN6VSE-R",43551,0,"Komerční"]
["FWV10DATN6VSE1-",48808,0,"Komerční"]
["FWV10DATN6VSE1R",48808,0,"Komerční"]
["FWV10DATN6VSE2-",51084,0,"Komerční"]
["FWV10DATN6VSE2R",51084,0,"Komerční"]
["FWV10DATN6VSE3-",53360,0,"Komerční"]
["FWV10DATN6VSE3R",53360,0,"Komerční"]
["FWV10DATO6V3---",35390,0,"Komerční"]
["FWV10DATO6V3--R",35390,0,"Komerční"]
["FWV10DATO6V3-3-",45277,0,"Komerční"]
["FWV10DATO6V3-3R",45277,0,"Komerční"]
["FWV10DATO6V3E--",48730,0,"Komerční"]
["FWV10DATO6V3E-R",48730,0,"Komerční"]
["FWV10DATO6V3E3-",58616,0,"Komerční"]
["FWV10DATO6V3E3R",58616,0,"Komerční"]
["FWV10DATO6VS---",38058,0,"Komerční"]
["FWV10DATO6VS--R",38058,0,"Komerční"]
["FWV10DATO6VS-3-",47945,0,"Komerční"]
["FWV10DATO6VS-3R",47945,0,"Komerční"]
["FWV10DATO6VSE--",51398,0,"Komerční"]
["FWV10DATO6VSE-R",51398,0,"Komerční"]
["FWV10DATO6VSE3-",61285,0,"Komerční"]
["FWV10DATO6VSE3R",61285,0,"Komerční"]
["FWV10DATP6V3---",41589,0,"Komerční"]
["FWV10DATP6V3--R",41589,0,"Komerční"]
["FWV10DATP6V3-3-",51555,0,"Komerční"]
["FWV10DATP6V3-3R",51555,0,"Komerční"]
["FWV10DATP6V3E--",54929,0,"Komerční"]
["FWV10DATP6V3E-R",54929,0,"Komerční"]
["FWV10DATP6V3E3-",64895,0,"Komerční"]
["FWV10DATP6V3E3R",64895,0,"Komerční"]
["FWV10DATP6VS---",44257,0,"Komerční"]
["FWV10DATP6VS--R",44257,0,"Komerční"]
["FWV10DATP6VS-3-",54222,0,"Komerční"]
["FWV10DATP6VS-3R",54222,0,"Komerční"]
["FWV10DATP6VSE--",57596,0,"Komerční"]
["FWV10DATP6VSE-R",57596,0,"Komerční"]
["FWV10DATP6VSE3-",67485,0,"Komerční"]
["FWV10DATP6VSE3R",67485,0,"Komerční"]
["FWV10DATT6V3---",30603,0,"Komerční"]
["FWV10DATT6V3--R",30603,0,"Komerční"]
["FWV10DATT6V3-1-",35939,0,"Komerční"]
["FWV10DATT6V3-1R",35939,0,"Komerční"]
["FWV10DATT6V3-2-",38293,0,"Komerční"]
["FWV10DATT6V3-2R",38293,0,"Komerční"]
["FWV10DATT6V3-3-",40490,0,"Komerční"]
["FWV10DATT6V3-3R",40490,0,"Komerční"]
["FWV10DATT6V3-S-",36331,0,"Komerční"]
["FWV10DATT6V3E--",43943,0,"Komerční"]
["FWV10DATT6V3E-R",43943,0,"Komerční"]
["FWV10DATT6V3E1-",49279,0,"Komerční"]
["FWV10DATT6V3E1R",49279,0,"Komerční"]
["FWV10DATT6V3E2-",51634,0,"Komerční"]
["FWV10DATT6V3E2R",51634,0,"Komerční"]
["FWV10DATT6V3E3-",53830,0,"Komerční"]
["FWV10DATT6V3E3R",53830,0,"Komerční"]
["FWV10DATT6VS---",33350,0,"Komerční"]
["FWV10DATT6VS--R",33350,0,"Komerční"]
["FWV10DATT6VS-1-",38607,0,"Komerční"]
["FWV10DATT6VS-1R",38607,0,"Komerční"]
["FWV10DATT6VS-2-",40960,0,"Komerční"]
["FWV10DATT6VS-2R",40960,0,"Komerční"]
["FWV10DATT6VS-3-",43237,0,"Komerční"]
["FWV10DATT6VS-3R",43237,0,"Komerční"]
["FWV10DATT6VSE--",46611,0,"Komerční"]
["FWV10DATT6VSE-R",46611,0,"Komerční"]
["FWV10DATT6VSE1-",51947,0,"Komerční"]
["FWV10DATT6VSE1R",51947,0,"Komerční"]
["FWV10DATT6VSE2-",54222,0,"Komerční"]
["FWV10DATT6VSE2R",54222,0,"Komerční"]
["FWV10DATT6VSE3-",56498,0,"Komerční"]
["FWV10DATT6VSE3R",56498,0,"Komerční"]
["FWV10DATU6V3---",30603,0,"Komerční"]
["FWV10DATU6V3--R",30603,0,"Komerční"]
["FWV10DATU6V3E--",43943,0,"Komerční"]
["FWV10DATU6V3E-R",43943,0,"Komerční"]
["FWV10DATU6VS---",33350,0,"Komerční"]
["FWV10DATU6VS--R",33350,0,"Komerční"]
["FWV10DATU6VSE--",46611,0,"Komerční"]
["FWV10DATU6VSE-R",46611,0,"Komerční"]
["FWV10DATV6V3--R",36916,"Komerční<2PIPE                   ","Komerční"]
["FWV10DATV6V3-1-",42217,0,"Komerční"]
["FWV10DATV6V3-1R",42217,0,"Komerční"]
["FWV10DATV6V3-2-",44492,0,"Komerční"]
["FWV10DATV6V3-2R",44492,0,"Komerční"]
["FWV10DATV6V3-3-",46768,0,"Komerční"]
["FWV10DATV6V3-3R",46768,0,"Komerční"]
["FWV10DATV6V3-S-",42609,0,"Komerční"]
["FWV10DATV6V3-SR",42609,0,"Komerční"]
["FWV10DATV6V3E--",50221,0,"Komerční"]
["FWV10DATV6V3E-R",50221,0,"Komerční"]
["FWV10DATV6V3E1-",55557,0,"Komerční"]
["FWV10DATV6V3E1R",55557,0,"Komerční"]
["FWV10DATV6V3E2-",57832,0,"Komerční"]
["FWV10DATV6V3E2R",57832,0,"Komerční"]
["FWV10DATV6V3E3-",60108,0,"Komerční"]
["FWV10DATV6V3E3R",60108,0,"Komerční"]
["FWV10DATV6V3ES-",55870,0,"Komerční"]
["FWV10DATV6VS---",39549,0,"Komerční"]
["FWV10DATV6VS--R",39549,0,"Komerční"]
["FWV10DATV6VS-1-",44806,0,"Komerční"]
["FWV10DATV6VS-1R",44806,0,"Komerční"]
["FWV10DATV6VS-2-",47161,0,"Komerční"]
["FWV10DATV6VS-2R",47161,0,"Komerční"]
["FWV10DATV6VS-3-",49436,0,"Komerční"]
["FWV10DATV6VS-3R",49436,0,"Komerční"]
["FWV10DATV6VSE--",52810,0,"Komerční"]
["FWV10DATV6VSE-R",52810,0,"Komerční"]
["FWV10DATV6VSE1-",58145,0,"Komerční"]
["FWV10DATV6VSE1R",58145,0,"Komerční"]
["FWV10DATV6VSE2-",60500,0,"Komerční"]
["FWV10DATV6VSE2R",60500,0,"Komerční"]
["FWV10DATV6VSE3-",62697,0,"Komerční"]
["FWV10DATV6VSE3R",62697,0,"Komerční"]
["FWV10DATW6V3---",36882,0,"Komerční"]
["FWV10DATW6V3--R",36882,0,"Komerční"]
["FWV10DATW6V3E--",50221,0,"Komerční"]
["FWV10DATW6V3E-R",50221,0,"Komerční"]
["FWV10DATW6VS---",39549,0,"Komerční"]
["FWV10DATW6VS--R",39549,0,"Komerční"]
["FWV10DATW6VSE--",52810,0,"Komerční"]
["FWV10DATW6VSE-R",52810,0,"Komerční"]
["FWV10DFN",30985,"FANCOIL parapetní jednotka 4 tr","Komerční"]
["FWV10DFV",47074,"FANCOIL parapetní jednotka 4 tr","Komerční"]
["FWV10DTN",27478,"FANCOIL parapetní jednotka 2 tr","Komerční"]
["FWV10DTV",36916,"FANCOIL parapetní jednotka 2 tr","Komerční"]
["FWV15DAFD6V3---",23429,"Komerční<4PIPE                   ","Komerční"]
["FWV15DAFD6V3--R",23462,0,"Komerční"]
["FWV15DAFD6V3-1-",28799,0,"Komerční"]
["FWV15DAFD6V3-1R",28799,0,"Komerční"]
["FWV15DAFD6V3-2-",31074,0,"Komerční"]
["FWV15DAFD6V3-2R",31074,0,"Komerční"]
["FWV15DAFD6V3-3-",33350,0,"Komerční"]
["FWV15DAFD6V3-3R",33350,0,"Komerční"]
["FWV15DAFD6V3-S-",29113,0,"Komerční"]
["FWV15DAFD6VS---",27151,0,"Komerční"]
["FWV15DAFD6VS--R",27151,0,"Komerční"]
["FWV15DAFD6VS-1-",30603,0,"Komerční"]
["FWV15DAFD6VS-1R",30603,0,"Komerční"]
["FWV15DAFD6VS-2-",32880,0,"Komerční"]
["FWV15DAFD6VS-2R",32880,0,"Komerční"]
["FWV15DAFD6VS-3-",35155,0,"Komerční"]
["FWV15DAFD6VS-3R",35155,0,"Komerční"]
["FWV15DAFN6V3--R",14678,"Komerční<4PIPE                   ","Komerční"]
["FWV15DAFN6V3-1-",20010,0,"Komerční"]
["FWV15DAFN6V3-1R",20010,0,"Komerční"]
["FWV15DAFN6V3-2-",22364,0,"Komerční"]
["FWV15DAFN6V3-2R",22364,0,"Komerční"]
["FWV15DAFN6V3-3-",24640,0,"Komerční"]
["FWV15DAFN6V3-3R",24640,0,"Komerční"]
["FWV15DAFN6V3-S-",20402,0,"Komerční"]
["FWV15DAFN6V3-SR",20402,0,"Komerční"]
["FWV15DAFN6VS---",18440,0,"Komerční"]
["FWV15DAFN6VS--R",18440,0,"Komerční"]
["FWV15DAFN6VS-1-",21893,0,"Komerční"]
["FWV15DAFN6VS-1R",21893,0,"Komerční"]
["FWV15DAFN6VS-2-",24169,0,"Komerční"]
["FWV15DAFN6VS-2R",24169,0,"Komerční"]
["FWV15DAFN6VS-3-",26445,0,"Komerční"]
["FWV15DAFN6VS-3R",26445,0,"Komerční"]
["FWV15DAFO6V3---",30368,0,"Komerční"]
["FWV15DAFO6V3--R",30368,0,"Komerční"]
["FWV15DAFO6V3-3-",40255,0,"Komerční"]
["FWV15DAFO6V3-3R",40255,0,"Komerční"]
["FWV15DAFO6VS---",34056,0,"Komerční"]
["FWV15DAFO6VS--R",34056,0,"Komerční"]
["FWV15DAFO6VS-3-",42138,0,"Komerční"]
["FWV15DAFO6VS-3R",42138,0,"Komerční"]
["FWV15DAFP6V3---",39470,0,"Komerční"]
["FWV15DAFP6V3--R",39470,0,"Komerční"]
["FWV15DAFP6V3-3-",49358,0,"Komerční"]
["FWV15DAFP6V3-3R",49358,0,"Komerční"]
["FWV15DAFP6VS---",43237,0,"Komerční"]
["FWV15DAFP6VS--R",43237,0,"Komerční"]
["FWV15DAFP6VS-3-",51241,0,"Komerční"]
["FWV15DAFP6VS-3R",51241,0,"Komerční"]
["FWV15DAFT6V3---",20873,0,"Komerční"]
["FWV15DAFT6V3--R",20873,0,"Komerční"]
["FWV15DAFT6V3-1-",26209,0,"Komerční"]
["FWV15DAFT6V3-1R",26209,0,"Komerční"]
["FWV15DAFT6V3-2-",28485,0,"Komerční"]
["FWV15DAFT6V3-2R",28485,0,"Komerční"]
["FWV15DAFT6V3-3-",30760,0,"Komerční"]
["FWV15DAFT6V3-3R",30760,0,"Komerční"]
["FWV15DAFT6V3-S-",26601,0,"Komerční"]
["FWV15DAFT6VS---",24561,0,"Komerční"]
["FWV15DAFT6VS--R",24561,0,"Komerční"]
["FWV15DAFT6VS-1-",28013,0,"Komerční"]
["FWV15DAFT6VS-1R",28013,0,"Komerční"]
["FWV15DAFT6VS-2-",30368,0,"Komerční"]
["FWV15DAFT6VS-2R",30368,0,"Komerční"]
["FWV15DAFT6VS-3-",32564,0,"Komerční"]
["FWV15DAFT6VS-3R",32564,0,"Komerční"]
["FWV15DAFU6V3---",20873,0,"Komerční"]
["FWV15DAFU6V3--R",20873,0,"Komerční"]
["FWV15DAFU6VS---",24561,0,"Komerční"]
["FWV15DAFU6VS--R",24561,0,"Komerční"]
["FWV15DAFV6V3--R",29936,"Komerční<4PIPE                   ","Komerční"]
["FWV15DAFV6V3-1-",35232,0,"Komerční"]
["FWV15DAFV6V3-1R",35232,0,"Komerční"]
["FWV15DAFV6V3-2-",37587,0,"Komerční"]
["FWV15DAFV6V3-2R",37587,0,"Komerční"]
["FWV15DAFV6V3-3-",39784,0,"Komerční"]
["FWV15DAFV6V3-3R",39784,0,"Komerční"]
["FWV15DAFV6V3-S-",35625,0,"Komerční"]
["FWV15DAFV6V3-SR",35625,0,"Komerční"]
["FWV15DAFV6VS---",33664,0,"Komerční"]
["FWV15DAFV6VS--R",33664,0,"Komerční"]
["FWV15DAFV6VS-1-",37038,0,"Komerční"]
["FWV15DAFV6VS-1R",37038,0,"Komerční"]
["FWV15DAFV6VS-2-",39392,0,"Komerční"]
["FWV15DAFV6VS-2R",39392,0,"Komerční"]
["FWV15DAFV6VS-3-",41668,0,"Komerční"]
["FWV15DAFV6VS-3R",41668,0,"Komerční"]
["FWV15DAFW6V3---",29897,0,"Komerční"]
["FWV15DAFW6V3--R",29897,0,"Komerční"]
["FWV15DAFW6VS---",33664,0,"Komerční"]
["FWV15DAFW6VS--R",33664,0,"Komerční"]
["FWV15DARD6V3---",19510,"Komerční<2PIPE                   ","Komerční"]
["FWV15DARD6V3--R",19618,0,"Komerční"]
["FWV15DARD6V3-1-",24953,0,"Komerční"]
["FWV15DARD6V3-1R",24953,0,"Komerční"]
["FWV15DARD6V3-2-",27228,0,"Komerční"]
["FWV15DARD6V3-2R",27228,0,"Komerční"]
["FWV15DARD6V3-3-",29504,0,"Komerční"]
["FWV15DARD6V3-3R",29504,0,"Komerční"]
["FWV15DARD6VS---",23384,0,"Komerční"]
["FWV15DARD6VS--R",23384,0,"Komerční"]
["FWV15DARD6VS-1-",26679,0,"Komerční"]
["FWV15DARD6VS-1R",26679,0,"Komerční"]
["FWV15DARD6VS-2-",29034,0,"Komerční"]
["FWV15DARD6VS-2R",29034,0,"Komerční"]
["FWV15DARD6VS-3-",31309,0,"Komerční"]
["FWV15DARD6VS-3R",31309,0,"Komerční"]
["FWV15DARN6V3---",15251,"Komerční<2PIPE                   ","Komerční"]
["FWV15DARN6V3--R",15222,0,"Komerční"]
["FWV15DARN6V3-1-",20559,0,"Komerční"]
["FWV15DARN6V3-1R",20559,0,"Komerční"]
["FWV15DARN6V3-2-",22913,0,"Komerční"]
["FWV15DARN6V3-2R",22913,0,"Komerční"]
["FWV15DARN6V3-3-",25110,0,"Komerční"]
["FWV15DARN6V3-3R",25110,0,"Komerční"]
["FWV15DARN6VS---",18990,0,"Komerční"]
["FWV15DARN6VS--R",18990,0,"Komerční"]
["FWV15DARN6VS-1-",22364,0,"Komerční"]
["FWV15DARN6VS-1R",22364,0,"Komerční"]
["FWV15DARN6VS-2-",24719,0,"Komerční"]
["FWV15DARN6VS-2R",24719,0,"Komerční"]
["FWV15DARN6VS-3-",26994,0,"Komerční"]
["FWV15DARN6VS-3R",26994,0,"Komerční"]
["FWV15DARO6V3---",22992,0,"Komerční"]
["FWV15DARO6V3--R",22992,0,"Komerční"]
["FWV15DARO6V3-3-",32880,0,"Komerční"]
["FWV15DARO6V3-3R",32880,0,"Komerční"]
["FWV15DARO6VS---",26679,0,"Komerční"]
["FWV15DARO6VS--R",26679,0,"Komerční"]
["FWV15DARO6VS-3-",34762,0,"Komerční"]
["FWV15DARO6VS-3R",34762,0,"Komerční"]
["FWV15DARP6V3---",28406,0,"Komerční"]
["FWV15DARP6V3--R",28406,0,"Komerční"]
["FWV15DARP6V3-3-",38372,0,"Komerční"]
["FWV15DARP6V3-3R",38372,0,"Komerční"]
["FWV15DARP6VS---",32173,0,"Komerční"]
["FWV15DARP6VS--R",32173,0,"Komerční"]
["FWV15DARP6VS-3-",40177,0,"Komerční"]
["FWV15DARP6VS-3R",40177,0,"Komerční"]
["FWV15DART6V3---",18205,0,"Komerční"]
["FWV15DART6V3--R",18205,0,"Komerční"]
["FWV15DART6V3-1-",23541,0,"Komerční"]
["FWV15DART6V3-1R",23541,0,"Komerční"]
["FWV15DART6V3-2-",25895,0,"Komerční"]
["FWV15DART6V3-2R",25895,0,"Komerční"]
["FWV15DART6V3-3-",28170,0,"Komerční"]
["FWV15DART6V3-3R",28170,0,"Komerční"]
["FWV15DART6VS---",21972,0,"Komerční"]
["FWV15DART6VS--R",21972,0,"Komerční"]
["FWV15DART6VS-1-",25425,0,"Komerční"]
["FWV15DART6VS-1R",25425,0,"Komerční"]
["FWV15DART6VS-2-",27700,0,"Komerční"]
["FWV15DART6VS-2R",27700,0,"Komerční"]
["FWV15DART6VS-3-",29897,0,"Komerční"]
["FWV15DART6VS-3R",29897,0,"Komerční"]
["FWV15DARU6V3---",18205,0,"Komerční"]
["FWV15DARU6V3--R",18205,0,"Komerční"]
["FWV15DARU6VS---",21972,0,"Komerční"]
["FWV15DARU6VS--R",21972,0,"Komerční"]
["FWV15DARV6V3---",23619,0,"Komerční"]
["FWV15DARV6V3--R",23619,0,"Komerční"]
["FWV15DARV6V3-1-",28955,0,"Komerční"]
["FWV15DARV6V3-1R",28955,0,"Komerční"]
["FWV15DARV6V3-2-",31309,0,"Komerční"]
["FWV15DARV6V3-2R",31309,0,"Komerční"]
["FWV15DARV6V3-3-",33585,0,"Komerční"]
["FWV15DARV6V3-3R",33585,0,"Komerční"]
["FWV15DARV6VS---",27386,0,"Komerční"]
["FWV15DARV6VS--R",27386,0,"Komerční"]
["FWV15DARV6VS-1-",30838,0,"Komerční"]
["FWV15DARV6VS-1R",30838,0,"Komerční"]
["FWV15DARV6VS-2-",33193,0,"Komerční"]
["FWV15DARV6VS-2R",33193,0,"Komerční"]
["FWV15DARV6VS-3-",35390,0,"Komerční"]
["FWV15DARV6VS-3R",35390,0,"Komerční"]
["FWV15DARW6V3---",23619,0,"Komerční"]
["FWV15DARW6V3--R",23619,0,"Komerční"]
["FWV15DARW6VS---",27386,0,"Komerční"]
["FWV15DARW6VS--R",27386,0,"Komerční"]
["FWV15DATD6V3---",16957,"Komerční<2PIPE                   ","Komerční"]
["FWV15DATD6V3--R",17028,0,"Komerční"]
["FWV15DATD6V3-1-",22364,0,"Komerční"]
["FWV15DATD6V3-1R",22364,0,"Komerční"]
["FWV15DATD6V3-2-",24640,0,"Komerční"]
["FWV15DATD6V3-2R",24640,0,"Komerční"]
["FWV15DATD6V3-3-",26915,0,"Komerční"]
["FWV15DATD6V3-3R",26915,0,"Komerční"]
["FWV15DATD6V3-S-",22677,0,"Komerční"]
["FWV15DATD6V3E--",28799,0,"Komerční"]
["FWV15DATD6V3E-R",28799,0,"Komerční"]
["FWV15DATD6V3E1-",34213,0,"Komerční"]
["FWV15DATD6V3E1R",34213,0,"Komerční"]
["FWV15DATD6V3E2-",36488,0,"Komerční"]
["FWV15DATD6V3E2R",36488,0,"Komerční"]
["FWV15DATD6V3E3-",38764,0,"Komerční"]
["FWV15DATD6V3E3R",38764,0,"Komerční"]
["FWV15DATD6VS---",20795,0,"Komerční"]
["FWV15DATD6VS--R",20795,0,"Komerční"]
["FWV15DATD6VS-1-",24091,0,"Komerční"]
["FWV15DATD6VS-1R",24091,0,"Komerční"]
["FWV15DATD6VS-2-",26445,0,"Komerční"]
["FWV15DATD6VS-2R",26445,0,"Komerční"]
["FWV15DATD6VS-3-",28721,0,"Komerční"]
["FWV15DATD6VS-3R",28721,0,"Komerční"]
["FWV15DATD6VSE--",32486,0,"Komerční"]
["FWV15DATD6VSE-R",32486,0,"Komerční"]
["FWV15DATD6VSE1-",36017,0,"Komerční"]
["FWV15DATD6VSE1R",36017,0,"Komerční"]
["FWV15DATD6VSE2-",38293,0,"Komerční"]
["FWV15DATD6VSE2R",38293,0,"Komerční"]
["FWV15DATD6VSE3-",40647,0,"Komerční"]
["FWV15DATD6VSE3R",40647,0,"Komerční"]
["FWV15DATN6V3--R",12618,"Komerční<2PIPE                   ","Komerční"]
["FWV15DATN6V3-1-",17970,0,"Komerční"]
["FWV15DATN6V3-1R",17970,0,"Komerční"]
["FWV15DATN6V3-2-",20324,0,"Komerční"]
["FWV15DATN6V3-2R",20324,0,"Komerční"]
["FWV15DATN6V3-3-",22599,0,"Komerční"]
["FWV15DATN6V3-3R",22599,0,"Komerční"]
["FWV15DATN6V3-S-",18362,0,"Komerční"]
["FWV15DATN6V3-SR",18362,0,"Komerční"]
["FWV15DATN6V3E--",24483,0,"Komerční"]
["FWV15DATN6V3E-R",24483,0,"Komerční"]
["FWV15DATN6V3E1-",29819,0,"Komerční"]
["FWV15DATN6V3E1R",29819,0,"Komerční"]
["FWV15DATN6V3E2-",32173,0,"Komerční"]
["FWV15DATN6V3E2R",32173,0,"Komerční"]
["FWV15DATN6V3E3-",34370,0,"Komerční"]
["FWV15DATN6V3E3R",34370,0,"Komerční"]
["FWV15DATN6V3ES-",30211,0,"Komerční"]
["FWV15DATN6VS---",14517,0,"Komerční"]
["FWV15DATN6VS--R",14517,0,"Komerční"]
["FWV15DATN6VS-1-",19853,0,"Komerční"]
["FWV15DATN6VS-1R",19853,0,"Komerční"]
["FWV15DATN6VS-2-",22128,0,"Komerční"]
["FWV15DATN6VS-2R",22128,0,"Komerční"]
["FWV15DATN6VS-3-",24404,0,"Komerční"]
["FWV15DATN6VS-3R",24404,0,"Komerční"]
["FWV15DATN6VSE--",26366,0,"Komerční"]
["FWV15DATN6VSE-R",26366,0,"Komerční"]
["FWV15DATN6VSE1-",31623,0,"Komerční"]
["FWV15DATN6VSE1R",31623,0,"Komerční"]
["FWV15DATN6VSE2-",33978,0,"Komerční"]
["FWV15DATN6VSE2R",33978,0,"Komerční"]
["FWV15DATN6VSE3-",36253,0,"Komerční"]
["FWV15DATN6VSE3R",36253,0,"Komerční"]
["FWV15DATO6V3---",20481,0,"Komerční"]
["FWV15DATO6V3--R",20481,0,"Komerční"]
["FWV15DATO6V3-3-",30368,0,"Komerční"]
["FWV15DATO6V3-3R",30368,0,"Komerční"]
["FWV15DATO6V3E--",32251,0,"Komerční"]
["FWV15DATO6V3E-R",32251,0,"Komerční"]
["FWV15DATO6V3E3-",42138,0,"Komerční"]
["FWV15DATO6V3E3R",42138,0,"Komerční"]
["FWV15DATO6VS---",24091,0,"Komerční"]
["FWV15DATO6VS--R",24091,0,"Komerční"]
["FWV15DATO6VS-3-",32173,0,"Komerční"]
["FWV15DATO6VS-3R",32173,0,"Komerční"]
["FWV15DATO6VSE--",36017,0,"Komerční"]
["FWV15DATO6VSE-R",36017,0,"Komerční"]
["FWV15DATO6VSE3-",43943,0,"Komerční"]
["FWV15DATO6VSE3R",43943,0,"Komerční"]
["FWV15DATP6V3---",25895,0,"Komerční"]
["FWV15DATP6V3--R",25895,0,"Komerční"]
["FWV15DATP6V3-3-",35782,0,"Komerční"]
["FWV15DATP6V3-3R",35782,0,"Komerční"]
["FWV15DATP6V3E--",37666,0,"Komerční"]
["FWV15DATP6V3E-R",37666,0,"Komerční"]
["FWV15DATP6V3E3-",47632,0,"Komerční"]
["FWV15DATP6V3E3R",47632,0,"Komerční"]
["FWV15DATP6VS---",29583,0,"Komerční"]
["FWV15DATP6VS--R",29583,0,"Komerční"]
["FWV15DATP6VS-3-",37587,0,"Komerční"]
["FWV15DATP6VS-3R",37587,0,"Komerční"]
["FWV15DATP6VSE--",41433,0,"Komerční"]
["FWV15DATP6VSE-R",41433,0,"Komerční"]
["FWV15DATP6VSE3-",49436,0,"Komerční"]
["FWV15DATP6VSE3R",49436,0,"Komerční"]
["FWV15DATT6V3---",15695,0,"Komerční"]
["FWV15DATT6V3--R",15695,0,"Komerční"]
["FWV15DATT6V3-1-",21030,0,"Komerční"]
["FWV15DATT6V3-1R",21030,0,"Komerční"]
["FWV15DATT6V3-2-",23384,0,"Komerční"]
["FWV15DATT6V3-2R",23384,0,"Komerční"]
["FWV15DATT6V3-3-",25581,0,"Komerční"]
["FWV15DATT6V3-3R",25581,0,"Komerční"]
["FWV15DATT6V3-S-",21423,0,"Komerční"]
["FWV15DATT6V3E--",27464,0,"Komerční"]
["FWV15DATT6V3E-R",27464,0,"Komerční"]
["FWV15DATT6V3E1-",32801,0,"Komerční"]
["FWV15DATT6V3E1R",32801,0,"Komerční"]
["FWV15DATT6V3E2-",35155,0,"Komerční"]
["FWV15DATT6V3E2R",35155,0,"Komerční"]
["FWV15DATT6V3E3-",37431,0,"Komerční"]
["FWV15DATT6V3E3R",37431,0,"Komerční"]
["FWV15DATT6VS---",17106,0,"Komerční"]
["FWV15DATT6VS--R",19381,0,"Komerční"]
["FWV15DATT6VS-1-",22834,0,"Komerční"]
["FWV15DATT6VS-1R",22834,0,"Komerční"]
["FWV15DATT6VS-2-",25110,0,"Komerční"]
["FWV15DATT6VS-2R",25110,0,"Komerční"]
["FWV15DATT6VS-3-",27386,0,"Komerční"]
["FWV15DATT6VS-3R",27386,0,"Komerční"]
["FWV15DATT6VSE--",31230,0,"Komerční"]
["FWV15DATT6VSE-R",31230,0,"Komerční"]
["FWV15DATT6VSE1-",34605,0,"Komerční"]
["FWV15DATT6VSE1R",34605,0,"Komerční"]
["FWV15DATT6VSE2-",36958,0,"Komerční"]
["FWV15DATT6VSE2R",36958,0,"Komerční"]
["FWV15DATT6VSE3-",39157,0,"Komerční"]
["FWV15DATT6VSE3R",39157,0,"Komerční"]
["FWV15DATU6V3---",15695,0,"Komerční"]
["FWV15DATU6V3--R",15695,0,"Komerční"]
["FWV15DATU6V3E--",27464,0,"Komerční"]
["FWV15DATU6V3E-R",27464,0,"Komerční"]
["FWV15DATU6VS---",19381,0,"Komerční"]
["FWV15DATU6VS--R",19381,0,"Komerční"]
["FWV15DATU6VSE--",31230,0,"Komerční"]
["FWV15DATU6VSE-R",31230,0,"Komerční"]
["FWV15DATV6V3--R",21078,"Komerční<2PIPE                   ","Komerční"]
["FWV15DATV6V3-1-",26445,0,"Komerční"]
["FWV15DATV6V3-1R",26445,0,"Komerční"]
["FWV15DATV6V3-2-",28721,0,"Komerční"]
["FWV15DATV6V3-2R",28721,0,"Komerční"]
["FWV15DATV6V3-3-",30996,0,"Komerční"]
["FWV15DATV6V3-3R",30996,0,"Komerční"]
["FWV15DATV6V3-S-",26758,0,"Komerční"]
["FWV15DATV6V3-SR",26758,0,"Komerční"]
["FWV15DATV6V3E--",32880,0,"Komerční"]
["FWV15DATV6V3E-R",32880,0,"Komerční"]
["FWV15DATV6V3E1-",38215,0,"Komerční"]
["FWV15DATV6V3E1R",38215,0,"Komerční"]
["FWV15DATV6V3E2-",40569,0,"Komerční"]
["FWV15DATV6V3E2R",40569,0,"Komerční"]
["FWV15DATV6V3E3-",42766,0,"Komerční"]
["FWV15DATV6V3E3R",42766,0,"Komerční"]
["FWV15DATV6V3ES-",38607,0,"Komerční"]
["FWV15DATV6VS---",24797,0,"Komerční"]
["FWV15DATV6VS--R",24797,0,"Komerční"]
["FWV15DATV6VS-1-",28250,0,"Komerční"]
["FWV15DATV6VS-1R",28250,0,"Komerční"]
["FWV15DATV6VS-2-",30525,0,"Komerční"]
["FWV15DATV6VS-2R",30525,0,"Komerční"]
["FWV15DATV6VS-3-",32801,0,"Komerční"]
["FWV15DATV6VS-3R",32801,0,"Komerční"]
["FWV15DATV6VSE--",36645,0,"Komerční"]
["FWV15DATV6VSE-R",36645,0,"Komerční"]
["FWV15DATV6VSE1-",40019,0,"Komerční"]
["FWV15DATV6VSE1R",40019,0,"Komerční"]
["FWV15DATV6VSE2-",42374,0,"Komerční"]
["FWV15DATV6VSE2R",42374,0,"Komerční"]
["FWV15DATV6VSE3-",44649,0,"Komerční"]
["FWV15DATV6VSE3R",44649,0,"Komerční"]
["FWV15DATW6V3---",21108,0,"Komerční"]
["FWV15DATW6V3--R",21108,0,"Komerční"]
["FWV15DATW6V3E--",32880,0,"Komerční"]
["FWV15DATW6V3E-R",32880,0,"Komerční"]
["FWV15DATW6VS---",24797,0,"Komerční"]
["FWV15DATW6VS--R",24797,0,"Komerční"]
["FWV15DATW6VSE--",36645,0,"Komerční"]
["FWV15DATW6VSE-R",36645,0,"Komerční"]
["FWV15DFN",14678,"FANCOIL parapetní jednotka 4 tr","Komerční"]
["FWV15DFV",29936,"FANCOIL parapetní jednotka 4 tr","Komerční"]
["FWV15DTN",12618,"FANCOIL parapetní jednotka 2 tr","Komerční"]
["FWV15DTV",21078,"FANCOIL parapetní jednotka 2 tr","Komerční"]
["FWV25DAFD6V3---",25126,"FANCOIL parapetní jednotka 4 tr","Komerční"]
["FWV25DAFD6V3--R",25110,0,"Komerční"]
["FWV25DAFD6V3-1-",30447,0,"Komerční"]
["FWV25DAFD6V3-1R",30447,0,"Komerční"]
["FWV25DAFD6V3-2-",32801,0,"Komerční"]
["FWV25DAFD6V3-2R",32801,0,"Komerční"]
["FWV25DAFD6V3-3-",35076,0,"Komerční"]
["FWV25DAFD6V3-3R",35076,0,"Komerční"]
["FWV25DAFD6V3-S-",30838,0,"Komerční"]
["FWV25DAFD6VS---",27307,0,"Komerční"]
["FWV25DAFD6VS--R",27307,0,"Komerční"]
["FWV25DAFD6VS-1-",32644,0,"Komerční"]
["FWV25DAFD6VS-1R",32644,0,"Komerční"]
["FWV25DAFD6VS-2-",34919,0,"Komerční"]
["FWV25DAFD6VS-2R",34919,0,"Komerční"]
["FWV25DAFD6VS-3-",37195,0,"Komerční"]
["FWV25DAFD6VS-3R",37195,0,"Komerční"]
["FWV25DAFN6V3--R",16487,"Komerční<4PIPE                   ","Komerční"]
["FWV25DAFN6V3-1-",21736,0,"Komerční"]
["FWV25DAFN6V3-1R",21736,0,"Komerční"]
["FWV25DAFN6V3-2-",24091,0,"Komerční"]
["FWV25DAFN6V3-2R",24091,0,"Komerční"]
["FWV25DAFN6V3-3-",26366,0,"Komerční"]
["FWV25DAFN6V3-3R",26366,0,"Komerční"]
["FWV25DAFN6V3-S-",22128,0,"Komerční"]
["FWV25DAFN6V3-SR",22128,0,"Komerční"]
["FWV25DAFN6VS---",18597,0,"Komerční"]
["FWV25DAFN6VS--R",18597,0,"Komerční"]
["FWV25DAFN6VS-1-",23934,0,"Komerční"]
["FWV25DAFN6VS-1R",23934,0,"Komerční"]
["FWV25DAFN6VS-2-",26287,0,"Komerční"]
["FWV25DAFN6VS-2R",26287,0,"Komerční"]
["FWV25DAFN6VS-3-",28563,0,"Komerční"]
["FWV25DAFN6VS-3R",28563,0,"Komerční"]
["FWV25DAFO6V3---",32094,0,"Komerční"]
["FWV25DAFO6V3--R",32094,0,"Komerční"]
["FWV25DAFO6V3-3-",41982,0,"Komerční"]
["FWV25DAFO6V3-3R",41982,0,"Komerční"]
["FWV25DAFO6VS---",34291,0,"Komerční"]
["FWV25DAFO6VS--R",34291,0,"Komerční"]
["FWV25DAFO6VS-3-",44179,0,"Komerční"]
["FWV25DAFO6VS-3R",44179,0,"Komerční"]
["FWV25DAFP6V3---",41196,0,"Komerční"]
["FWV25DAFP6V3--R",41196,0,"Komerční"]
["FWV25DAFP6V3-3-",51084,0,"Komerční"]
["FWV25DAFP6V3-3R",51084,0,"Komerční"]
["FWV25DAFP6VS---",43394,0,"Komerční"]
["FWV25DAFP6VS--R",43394,0,"Komerční"]
["FWV25DAFP6VS-3-",53281,0,"Komerční"]
["FWV25DAFP6VS-3R",53281,0,"Komerční"]
["FWV25DAFT6V3---",22599,0,"Komerční"]
["FWV25DAFT6V3--R",22599,0,"Komerční"]
["FWV25DAFT6V3-1-",27935,0,"Komerční"]
["FWV25DAFT6V3-1R",27935,0,"Komerční"]
["FWV25DAFT6V3-2-",30211,0,"Komerční"]
["FWV25DAFT6V3-2R",30211,0,"Komerční"]
["FWV25DAFT6V3-3-",32486,0,"Komerční"]
["FWV25DAFT6V3-3R",32486,0,"Komerční"]
["FWV25DAFT6V3-S-",28328,0,"Komerční"]
["FWV25DAFT6VS---",24719,0,"Komerční"]
["FWV25DAFT6VS--R",24719,0,"Komerční"]
["FWV25DAFT6VS-1-",30054,0,"Komerční"]
["FWV25DAFT6VS-1R",30054,0,"Komerční"]
["FWV25DAFT6VS-2-",32407,0,"Komerční"]
["FWV25DAFT6VS-2R",32407,0,"Komerční"]
["FWV25DAFT6VS-3-",34683,0,"Komerční"]
["FWV25DAFT6VS-3R",34683,0,"Komerční"]
["FWV25DAFU6V3---",22599,0,"Komerční"]
["FWV25DAFU6V3--R",22599,0,"Komerční"]
["FWV25DAFU6VS---",24719,0,"Komerční"]
["FWV25DAFU6VS--R",24719,0,"Komerční"]
["FWV25DAFV6V3--R",31636,"Komerční<4PIPE                   ","Komerční"]
["FWV25DAFV6V3-1-",36958,0,"Komerční"]
["FWV25DAFV6V3-1R",36958,0,"Komerční"]
["FWV25DAFV6V3-2-",39313,0,"Komerční"]
["FWV25DAFV6V3-2R",39313,0,"Komerční"]
["FWV25DAFV6V3-3-",41511,0,"Komerční"]
["FWV25DAFV6V3-3R",41511,0,"Komerční"]
["FWV25DAFV6V3-S-",37352,0,"Komerční"]
["FWV25DAFV6V3-SR",37352,0,"Komerční"]
["FWV25DAFV6VS---",33821,0,"Komerční"]
["FWV25DAFV6VS--R",33821,0,"Komerční"]
["FWV25DAFV6VS-1-",39157,0,"Komerční"]
["FWV25DAFV6VS-1R",39157,0,"Komerční"]
["FWV25DAFV6VS-2-",41511,0,"Komerční"]
["FWV25DAFV6VS-2R",41511,0,"Komerční"]
["FWV25DAFV6VS-3-",43708,0,"Komerční"]
["FWV25DAFV6VS-3R",43708,0,"Komerční"]
["FWV25DAFW6V3---",31623,0,"Komerční"]
["FWV25DAFW6V3--R",31623,0,"Komerční"]
["FWV25DAFW6VS---",33821,0,"Komerční"]
["FWV25DAFW6VS--R",33821,0,"Komerční"]
["FWV25DARD6V3---",22868,"Komerční<2PIPE                   ","Komerční"]
["FWV25DARD6V3--R",22913,0,"Komerční"]
["FWV25DARD6V3-1-",28170,0,"Komerční"]
["FWV25DARD6V3-1R",28170,0,"Komerční"]
["FWV25DARD6V3-2-",30525,0,"Komerční"]
["FWV25DARD6V3-2R",30525,0,"Komerční"]
["FWV25DARD6V3-3-",32801,0,"Komerční"]
["FWV25DARD6V3-3R",32801,0,"Komerční"]
["FWV25DARD6VS---",25032,0,"Komerční"]
["FWV25DARD6VS--R",25032,0,"Komerční"]
["FWV25DARD6VS-1-",30368,0,"Komerční"]
["FWV25DARD6VS-1R",30368,0,"Komerční"]
["FWV25DARD6VS-2-",32644,0,"Komerční"]
["FWV25DARD6VS-2R",32644,0,"Komerční"]
["FWV25DARD6VS-3-",34919,0,"Komerční"]
["FWV25DARD6VS-3R",34919,0,"Komerční"]
["FWV25DARN6V3---",18523,"Komerční<2PIPE                   ","Komerční"]
["FWV25DARN6V3--R",18519,0,"Komerční"]
["FWV25DARN6V3-1-",23854,0,"Komerční"]
["FWV25DARN6V3-1R",23854,0,"Komerční"]
["FWV25DARN6V3-2-",26130,0,"Komerční"]
["FWV25DARN6V3-2R",26130,0,"Komerční"]
["FWV25DARN6V3-3-",28406,0,"Komerční"]
["FWV25DARN6V3-3R",28406,0,"Komerční"]
["FWV25DARN6VS---",20717,0,"Komerční"]
["FWV25DARN6VS--R",20717,0,"Komerční"]
["FWV25DARN6VS-1-",26052,0,"Komerční"]
["FWV25DARN6VS-1R",26052,0,"Komerční"]
["FWV25DARN6VS-2-",28328,0,"Komerční"]
["FWV25DARN6VS-2R",28328,0,"Komerční"]
["FWV25DARN6VS-3-",30681,0,"Komerční"]
["FWV25DARN6VS-3R",30681,0,"Komerční"]
["FWV25DARO6V3---",26287,0,"Komerční"]
["FWV25DARO6V3--R",26287,0,"Komerční"]
["FWV25DARO6V3-3-",36175,0,"Komerční"]
["FWV25DARO6V3-3R",36175,0,"Komerční"]
["FWV25DARO6VS---",28485,0,"Komerční"]
["FWV25DARO6VS--R",28485,0,"Komerční"]
["FWV25DARO6VS-3-",38372,0,"Komerční"]
["FWV25DARO6VS-3R",38372,0,"Komerční"]
["FWV25DARP6V3---",31702,0,"Komerční"]
["FWV25DARP6V3--R",31702,0,"Komerční"]
["FWV25DARP6V3-3-",41589,0,"Komerční"]
["FWV25DARP6V3-3R",41589,0,"Komerční"]
["FWV25DARP6VS---",33899,0,"Komerční"]
["FWV25DARP6VS--R",33899,0,"Komerční"]
["FWV25DARP6VS-3-",43786,0,"Komerční"]
["FWV25DARP6VS-3R",43786,0,"Komerční"]
["FWV25DART6V3---",21500,0,"Komerční"]
["FWV25DART6V3--R",21500,0,"Komerční"]
["FWV25DART6V3-1-",26836,0,"Komerční"]
["FWV25DART6V3-1R",26836,0,"Komerční"]
["FWV25DART6V3-2-",29191,0,"Komerční"]
["FWV25DART6V3-2R",29191,0,"Komerční"]
["FWV25DART6V3-3-",31388,0,"Komerční"]
["FWV25DART6V3-3R",31388,0,"Komerční"]
["FWV25DART6VS---",23698,0,"Komerční"]
["FWV25DART6VS--R",23698,0,"Komerční"]
["FWV25DART6VS-1-",28955,0,"Komerční"]
["FWV25DART6VS-1R",28955,0,"Komerční"]
["FWV25DART6VS-2-",31309,0,"Komerční"]
["FWV25DART6VS-2R",31309,0,"Komerční"]
["FWV25DART6VS-3-",33585,0,"Komerční"]
["FWV25DART6VS-3R",33585,0,"Komerční"]
["FWV25DARU6V3---",21500,0,"Komerční"]
["FWV25DARU6V3--R",21500,0,"Komerční"]
["FWV25DARU6VS---",23698,0,"Komerční"]
["FWV25DARU6VS--R",23698,0,"Komerční"]
["FWV25DARV6V3---",26915,0,"Komerční"]
["FWV25DARV6V3--R",26915,0,"Komerční"]
["FWV25DARV6V3-1-",32251,0,"Komerční"]
["FWV25DARV6V3-1R",32251,0,"Komerční"]
["FWV25DARV6V3-2-",34605,0,"Komerční"]
["FWV25DARV6V3-2R",34605,0,"Komerční"]
["FWV25DARV6V3-3-",36802,0,"Komerční"]
["FWV25DARV6V3-3R",36802,0,"Komerční"]
["FWV25DARV6VS---",29113,0,"Komerční"]
["FWV25DARV6VS--R",29113,0,"Komerční"]
["FWV25DARV6VS-1-",34449,0,"Komerční"]
["FWV25DARV6VS-1R",34449,0,"Komerční"]
["FWV25DARV6VS-2-",36724,0,"Komerční"]
["FWV25DARV6VS-2R",36724,0,"Komerční"]
["FWV25DARV6VS-3-",39000,0,"Komerční"]
["FWV25DARV6VS-3R",39000,0,"Komerční"]
["FWV25DARW6V3---",26915,0,"Komerční"]
["FWV25DARW6V3--R",26915,0,"Komerční"]
["FWV25DARW6VS---",29113,0,"Komerční"]
["FWV25DARW6VS--R",29113,0,"Komerční"]
["FWV25DATD6V3---",18656,"Komerční<2PIPE                   ","Komerční"]
["FWV25DATD6V3--R",18597,0,"Komerční"]
["FWV25DATD6V3-1-",24012,0,"Komerční"]
["FWV25DATD6V3-1R",24012,0,"Komerční"]
["FWV25DATD6V3-2-",26287,0,"Komerční"]
["FWV25DATD6V3-2R",26287,0,"Komerční"]
["FWV25DATD6V3-3-",28563,0,"Komerční"]
["FWV25DATD6V3-3R",28563,0,"Komerční"]
["FWV25DATD6V3-S-",24326,0,"Komerční"]
["FWV25DATD6V3E--",30996,0,"Komerční"]
["FWV25DATD6V3E-R",30996,0,"Komerční"]
["FWV25DATD6V3E1-",36331,0,"Komerční"]
["FWV25DATD6V3E1R",36331,0,"Komerční"]
["FWV25DATD6V3E2-",38685,0,"Komerční"]
["FWV25DATD6V3E2R",38685,0,"Komerční"]
["FWV25DATD6V3E3-",40883,0,"Komerční"]
["FWV25DATD6V3E3R",40883,0,"Komerční"]
["FWV25DATD6VS---",20873,0,"Komerční"]
["FWV25DATD6VS--R",20873,0,"Komerční"]
["FWV25DATD6VS-1-",26130,0,"Komerční"]
["FWV25DATD6VS-1R",26130,0,"Komerční"]
["FWV25DATD6VS-2-",28485,0,"Komerční"]
["FWV25DATD6VS-2R",28485,0,"Komerční"]
["FWV25DATD6VS-3-",30760,0,"Komerční"]
["FWV25DATD6VS-3R",30760,0,"Komerční"]
["FWV25DATD6VSE--",33193,0,"Komerční"]
["FWV25DATD6VSE-R",33193,0,"Komerční"]
["FWV25DATD6VSE1-",38529,0,"Komerční"]
["FWV25DATD6VSE1R",38529,0,"Komerční"]
["FWV25DATD6VSE2-",40804,0,"Komerční"]
["FWV25DATD6VSE2R",40804,0,"Komerční"]
["FWV25DATD6VSE3-",43080,0,"Komerční"]
["FWV25DATD6VSE3R",43080,0,"Komerční"]
["FWV25DATN6V3--R",14318,"Komerční<2PIPE                   ","Komerční"]
["FWV25DATN6V3-1-",19618,0,"Komerční"]
["FWV25DATN6V3-1R",19618,0,"Komerční"]
["FWV25DATN6V3-2-",21972,0,"Komerční"]
["FWV25DATN6V3-2R",21972,0,"Komerční"]
["FWV25DATN6V3-3-",24169,0,"Komerční"]
["FWV25DATN6V3-3R",24169,0,"Komerční"]
["FWV25DATN6V3-S-",20010,0,"Komerční"]
["FWV25DATN6V3-SR",20010,0,"Komerční"]
["FWV25DATN6V3E--",26601,0,"Komerční"]
["FWV25DATN6V3E-R",26601,0,"Komerční"]
["FWV25DATN6V3E1-",31937,0,"Komerční"]
["FWV25DATN6V3E1R",31937,0,"Komerční"]
["FWV25DATN6V3E2-",34291,0,"Komerční"]
["FWV25DATN6V3E2R",34291,0,"Komerční"]
["FWV25DATN6V3E3-",36566,0,"Komerční"]
["FWV25DATN6V3E3R",36566,0,"Komerční"]
["FWV25DATN6V3ES-",32329,0,"Komerční"]
["FWV25DATN6VS---",16479,0,"Komerční"]
["FWV25DATN6VS--R",16479,0,"Komerční"]
["FWV25DATN6VS-1-",21815,0,"Komerční"]
["FWV25DATN6VS-1R",21815,0,"Komerční"]
["FWV25DATN6VS-2-",24091,0,"Komerční"]
["FWV25DATN6VS-2R",24091,0,"Komerční"]
["FWV25DATN6VS-3-",26366,0,"Komerční"]
["FWV25DATN6VS-3R",26366,0,"Komerční"]
["FWV25DATN6VSE--",28799,0,"Komerční"]
["FWV25DATN6VSE-R",28799,0,"Komerční"]
["FWV25DATN6VSE1-",34134,0,"Komerční"]
["FWV25DATN6VSE1R",34134,0,"Komerční"]
["FWV25DATN6VSE2-",36488,0,"Komerční"]
["FWV25DATN6VSE2R",36488,0,"Komerční"]
["FWV25DATN6VSE3-",38764,0,"Komerční"]
["FWV25DATN6VSE3R",38764,0,"Komerční"]
["FWV25DATO6V3---",22049,0,"Komerční"]
["FWV25DATO6V3--R",22049,0,"Komerční"]
["FWV25DATO6V3-3-",31937,0,"Komerční"]
["FWV25DATO6V3-3R",31937,0,"Komerční"]
["FWV25DATO6V3E--",34449,0,"Komerční"]
["FWV25DATO6V3E-R",34449,0,"Komerční"]
["FWV25DATO6V3E3-",44335,0,"Komerční"]
["FWV25DATO6V3E3R",44335,0,"Komerční"]
["FWV25DATO6VS---",24248,0,"Komerční"]
["FWV25DATO6VS--R",24248,0,"Komerční"]
["FWV25DATO6VS-3-",34134,0,"Komerční"]
["FWV25DATO6VS-3R",34134,0,"Komerční"]
["FWV25DATO6VSE--",36566,0,"Komerční"]
["FWV25DATO6VSE-R",36566,0,"Komerční"]
["FWV25DATO6VSE3-",46455,0,"Komerční"]
["FWV25DATO6VSE3R",46455,0,"Komerční"]
["FWV25DATP6V3---",27464,0,"Komerční"]
["FWV25DATP6V3--R",27464,0,"Komerční"]
["FWV25DATP6V3-3-",37431,0,"Komerční"]
["FWV25DATP6V3-3R",37431,0,"Komerční"]
["FWV25DATP6V3E--",39862,0,"Komerční"]
["FWV25DATP6V3E-R",39862,0,"Komerční"]
["FWV25DATP6V3E3-",49749,0,"Komerční"]
["FWV25DATP6V3E3R",49749,0,"Komerční"]
["FWV25DATP6VS---",29662,0,"Komerční"]
["FWV25DATP6VS--R",29662,0,"Komerční"]
["FWV25DATP6VS-3-",39549,0,"Komerční"]
["FWV25DATP6VS-3R",39549,0,"Komerční"]
["FWV25DATP6VSE--",42060,0,"Komerční"]
["FWV25DATP6VSE-R",42060,0,"Komerční"]
["FWV25DATP6VSE3-",51947,0,"Komerční"]
["FWV25DATP6VSE3R",51947,0,"Komerční"]
["FWV25DATT6V3---",17264,"Komerční<2PIPE                   ","Komerční"]
["FWV25DATT6V3--R",17264,0,"Komerční"]
["FWV25DATT6V3-1-",22599,0,"Komerční"]
["FWV25DATT6V3-1R",22599,0,"Komerční"]
["FWV25DATT6V3-2-",24953,0,"Komerční"]
["FWV25DATT6V3-2R",24953,0,"Komerční"]
["FWV25DATT6V3-3-",27228,0,"Komerční"]
["FWV25DATT6V3-3R",27228,0,"Komerční"]
["FWV25DATT6V3-S-",22992,0,"Komerční"]
["FWV25DATT6V3E--",29662,0,"Komerční"]
["FWV25DATT6V3E-R",29662,0,"Komerční"]
["FWV25DATT6V3E1-",34998,0,"Komerční"]
["FWV25DATT6V3E1R",34998,0,"Komerční"]
["FWV25DATT6V3E2-",37274,0,"Komerční"]
["FWV25DATT6V3E2R",37274,0,"Komerční"]
["FWV25DATT6V3E3-",39549,0,"Komerční"]
["FWV25DATT6V3E3R",39549,0,"Komerční"]
["FWV25DATT6VS---",19460,0,"Komerční"]
["FWV25DATT6VS--R",19460,0,"Komerční"]
["FWV25DATT6VS-1-",24719,0,"Komerční"]
["FWV25DATT6VS-1R",24719,0,"Komerční"]
["FWV25DATT6VS-2-",27072,0,"Komerční"]
["FWV25DATT6VS-2R",27072,0,"Komerční"]
["FWV25DATT6VS-3-",29348,0,"Komerční"]
["FWV25DATT6VS-3R",29348,0,"Komerční"]
["FWV25DATT6VSE--",31780,0,"Komerční"]
["FWV25DATT6VSE-R",31780,0,"Komerční"]
["FWV25DATT6VSE1-",37117,0,"Komerční"]
["FWV25DATT6VSE1R",37117,0,"Komerční"]
["FWV25DATT6VSE2-",39470,0,"Komerční"]
["FWV25DATT6VSE2R",39470,0,"Komerční"]
["FWV25DATT6VSE3-",41746,0,"Komerční"]
["FWV25DATT6VSE3R",41746,0,"Komerční"]
["FWV25DATU6V3---",17264,0,"Komerční"]
["FWV25DATU6V3--R",17264,0,"Komerční"]
["FWV25DATU6V3E--",29662,0,"Komerční"]
["FWV25DATU6V3E-R",29662,0,"Komerční"]
["FWV25DATU6VS---",19460,0,"Komerční"]
["FWV25DATU6VS--R",19460,0,"Komerční"]
["FWV25DATU6VSE--",31780,0,"Komerční"]
["FWV25DATU6VSE-R",31780,0,"Komerční"]
["FWV25DATV6V3--R",22704,"Komerční<2PIPE                   ","Komerční"]
["FWV25DATV6V3-1-",28013,0,"Komerční"]
["FWV25DATV6V3-1R",28013,0,"Komerční"]
["FWV25DATV6V3-2-",30368,0,"Komerční"]
["FWV25DATV6V3-2R",30368,0,"Komerční"]
["FWV25DATV6V3-3-",32644,0,"Komerční"]
["FWV25DATV6V3-3R",32644,0,"Komerční"]
["FWV25DATV6V3-S-",28406,0,"Komerční"]
["FWV25DATV6V3-SR",28406,0,"Komerční"]
["FWV25DATV6V3E--",35076,0,"Komerční"]
["FWV25DATV6V3E-R",35076,0,"Komerční"]
["FWV25DATV6V3E1-",40411,0,"Komerční"]
["FWV25DATV6V3E1R",40411,0,"Komerční"]
["FWV25DATV6V3E2-",42687,0,"Komerční"]
["FWV25DATV6V3E2R",42687,0,"Komerční"]
["FWV25DATV6V3E3-",44962,0,"Komerční"]
["FWV25DATV6V3E3R",44962,0,"Komerční"]
["FWV25DATV6V3ES-",40726,0,"Komerční"]
["FWV25DATV6VS---",24953,0,"Komerční"]
["FWV25DATV6VS--R",24953,0,"Komerční"]
["FWV25DATV6VS-1-",30211,0,"Komerční"]
["FWV25DATV6VS-1R",30211,0,"Komerční"]
["FWV25DATV6VS-2-",32486,0,"Komerční"]
["FWV25DATV6VS-2R",32486,0,"Komerční"]
["FWV25DATV6VS-3-",34762,0,"Komerční"]
["FWV25DATV6VS-3R",34762,0,"Komerční"]
["FWV25DATV6VSE--",37195,0,"Komerční"]
["FWV25DATV6VSE-R",37195,0,"Komerční"]
["FWV25DATV6VSE1-",42531,0,"Komerční"]
["FWV25DATV6VSE1R",42531,0,"Komerční"]
["FWV25DATV6VSE2-",44885,0,"Komerční"]
["FWV25DATV6VSE2R",44885,0,"Komerční"]
["FWV25DATV6VSE3-",47161,0,"Komerční"]
["FWV25DATV6VSE3R",47161,0,"Komerční"]
["FWV25DATW6V3---",22677,0,"Komerční"]
["FWV25DATW6V3--R",22677,0,"Komerční"]
["FWV25DATW6V3E--",35076,0,"Komerční"]
["FWV25DATW6V3E-R",35076,0,"Komerční"]
["FWV25DATW6VS---",24953,0,"Komerční"]
["FWV25DATW6VS--R",24953,0,"Komerční"]
["FWV25DATW6VSE--",37195,0,"Komerční"]
["FWV25DATW6VSE-R",37195,0,"Komerční"]
["FWV25DFN",16487,"FANCOIL parapetní jednotka 4 tr","Komerční"]
["FWV25DFV",31636,"FANCOIL parapetní jednotka 4 tr","Komerční"]
["FWV25DTN",14318,"FANCOIL parapetní jednotka 2 tr","Komerční"]
["FWV25DTV",22704,"FANCOIL parapetní jednotka 2 tr","Komerční"]
["FWV35DAFD6V3---",27117,"FANCOIL parapetní jednotka 4 tr","Komerční"]
["FWV35DAFD6V3--R",27072,0,"Komerční"]
["FWV35DAFD6V3--T",27307,"Komerční<4PIPE                   ","Komerční"]
["FWV35DAFD6V3-1-",32407,0,"Komerční"]
["FWV35DAFD6V3-1R",32407,0,"Komerční"]
["FWV35DAFD6V3-2-",34762,0,"Komerční"]
["FWV35DAFD6V3-2R",34762,0,"Komerční"]
["FWV35DAFD6V3-3-",37038,0,"Komerční"]
["FWV35DAFD6V3-3R",37038,0,"Komerční"]
["FWV35DAFD6V3-S-",32801,0,"Komerční"]
["FWV35DAFD6VS---",29504,0,"Komerční"]
["FWV35DAFD6VS--R",29504,0,"Komerční"]
["FWV35DAFD6VS-1-",34841,0,"Komerční"]
["FWV35DAFD6VS-1R",34841,0,"Komerční"]
["FWV35DAFD6VS-2-",37117,0,"Komerční"]
["FWV35DAFD6VS-2R",37117,0,"Komerční"]
["FWV35DAFD6VS-3-",39470,0,"Komerční"]
["FWV35DAFD6VS-3R",39470,0,"Komerční"]
["FWV35DAFN6V3--R",18366,"Komerční<4PIPE                   ","Komerční"]
["FWV35DAFN6V3--T",18519,0,"Komerční"]
["FWV35DAFN6V3-1-",23698,0,"Komerční"]
["FWV35DAFN6V3-1R",23698,0,"Komerční"]
["FWV35DAFN6V3-2-",26052,0,"Komerční"]
["FWV35DAFN6V3-2R",26052,0,"Komerční"]
["FWV35DAFN6V3-3-",28328,0,"Komerční"]
["FWV35DAFN6V3-3R",28328,0,"Komerční"]
["FWV35DAFN6V3-S-",24091,0,"Komerční"]
["FWV35DAFN6V3-SR",24091,0,"Komerční"]
["FWV35DAFN6VS---",20873,0,"Komerční"]
["FWV35DAFN6VS--R",20873,0,"Komerční"]
["FWV35DAFN6VS-1-",26130,0,"Komerční"]
["FWV35DAFN6VS-1R",26130,0,"Komerční"]
["FWV35DAFN6VS-2-",28485,0,"Komerční"]
["FWV35DAFN6VS-2R",28485,0,"Komerční"]
["FWV35DAFN6VS-3-",30760,0,"Komerční"]
["FWV35DAFN6VS-3R",30760,0,"Komerční"]
["FWV35DAFO6V3---",34056,0,"Komerční"]
["FWV35DAFO6V3--R",34056,0,"Komerční"]
["FWV35DAFO6V3-3-",43943,0,"Komerční"]
["FWV35DAFO6V3-3R",43943,0,"Komerční"]
["FWV35DAFO6VS---",36488,0,"Komerční"]
["FWV35DAFO6VS--R",36488,0,"Komerční"]
["FWV35DAFO6VS-3-",46376,0,"Komerční"]
["FWV35DAFO6VS-3R",46376,0,"Komerční"]
["FWV35DAFP6V3---",43080,0,"Komerční"]
["FWV35DAFP6V3--R",43080,0,"Komerční"]
["FWV35DAFP6V3-3-",53045,0,"Komerční"]
["FWV35DAFP6V3-3R",53045,0,"Komerční"]
["FWV35DAFP6VS---",45590,0,"Komerční"]
["FWV35DAFP6VS--R",45590,0,"Komerční"]
["FWV35DAFP6VS-3-",55400,0,"Komerční"]
["FWV35DAFP6VS-3R",55400,0,"Komerční"]
["FWV35DAFT6V3---",24561,0,"Komerční"]
["FWV35DAFT6V3--R",24561,0,"Komerční"]
["FWV35DAFT6V3-1-",29897,0,"Komerční"]
["FWV35DAFT6V3-1R",29897,0,"Komerční"]
["FWV35DAFT6V3-2-",32173,0,"Komerční"]
["FWV35DAFT6V3-2R",32173,0,"Komerční"]
["FWV35DAFT6V3-3-",34449,0,"Komerční"]
["FWV35DAFT6V3-3R",34449,0,"Komerční"]
["FWV35DAFT6V3-S-",30211,0,"Komerční"]
["FWV35DAFT6VS---",26994,0,"Komerční"]
["FWV35DAFT6VS--R",26994,0,"Komerční"]
["FWV35DAFT6VS-1-",32251,0,"Komerční"]
["FWV35DAFT6VS-1R",32251,0,"Komerční"]
["FWV35DAFT6VS-2-",34605,0,"Komerční"]
["FWV35DAFT6VS-2R",34605,0,"Komerční"]
["FWV35DAFT6VS-3-",36882,0,"Komerční"]
["FWV35DAFT6VS-3R",36882,0,"Komerční"]
["FWV35DAFU6V3---",24561,0,"Komerční"]
["FWV35DAFU6V3--R",24561,0,"Komerční"]
["FWV35DAFU6VS---",26994,0,"Komerční"]
["FWV35DAFU6VS--R",26994,0,"Komerční"]
["FWV35DAFV6V3--R",33625,"Komerční<4PIPE                   ","Komerční"]
["FWV35DAFV6V3-1-",38921,0,"Komerční"]
["FWV35DAFV6V3-1R",38921,0,"Komerční"]
["FWV35DAFV6V3-2-",41276,0,"Komerční"]
["FWV35DAFV6V3-2R",41276,0,"Komerční"]
["FWV35DAFV6V3-3-",43472,0,"Komerční"]
["FWV35DAFV6V3-3R",43472,0,"Komerční"]
["FWV35DAFV6V3-S-",39313,0,"Komerční"]
["FWV35DAFV6V3-SR",39313,0,"Komerční"]
["FWV35DAFV6VS---",36017,0,"Komerční"]
["FWV35DAFV6VS--R",36017,0,"Komerční"]
["FWV35DAFV6VS-1-",41276,0,"Komerční"]
["FWV35DAFV6VS-1R",41276,0,"Komerční"]
["FWV35DAFV6VS-2-",43630,0,"Komerční"]
["FWV35DAFV6VS-2R",43630,0,"Komerční"]
["FWV35DAFV6VS-3-",45906,0,"Komerční"]
["FWV35DAFV6VS-3R",45906,0,"Komerční"]
["FWV35DAFW6V3---",33585,0,"Komerční"]
["FWV35DAFW6V3--R",33585,0,"Komerční"]
["FWV35DAFW6VS---",36017,0,"Komerční"]
["FWV35DAFW6VS--R",36017,0,"Komerční"]
["FWV35DARD6V3---",24683,"Komerční<2PIPE                   ","Komerční"]
["FWV35DARD6V3--R",24719,0,"Komerční"]
["FWV35DARD6V3-1-",30054,0,"Komerční"]
["FWV35DARD6V3-1R",30054,0,"Komerční"]
["FWV35DARD6V3-2-",32407,0,"Komerční"]
["FWV35DARD6V3-2R",32407,0,"Komerční"]
["FWV35DARD6V3-3-",34683,0,"Komerční"]
["FWV35DARD6V3-3R",34683,0,"Komerční"]
["FWV35DARD6VS---",27228,0,"Komerční"]
["FWV35DARD6VS--R",27228,0,"Komerční"]
["FWV35DARD6VS-1-",32486,0,"Komerční"]
["FWV35DARD6VS-1R",32486,0,"Komerční"]
["FWV35DARD6VS-2-",34762,0,"Komerční"]
["FWV35DARD6VS-2R",34762,0,"Komerční"]
["FWV35DARD6VS-3-",37038,0,"Komerční"]
["FWV35DARD6VS-3R",37038,0,"Komerční"]
["FWV35DARN6V3---",20408,"Komerční<2PIPE                   ","Komerční"]
["FWV35DARN6V3--R",20402,0,"Komerční"]
["FWV35DARN6V3-1-",25738,0,"Komerční"]
["FWV35DARN6V3-1R",25738,0,"Komerční"]
["FWV35DARN6V3-2-",28092,0,"Komerční"]
["FWV35DARN6V3-2R",28092,0,"Komerční"]
["FWV35DARN6V3-3-",30289,0,"Komerční"]
["FWV35DARN6V3-3R",30289,0,"Komerční"]
["FWV35DARN6VS---",22913,0,"Komerční"]
["FWV35DARN6VS--R",22913,0,"Komerční"]
["FWV35DARN6VS-1-",28170,0,"Komerční"]
["FWV35DARN6VS-1R",28170,0,"Komerční"]
["FWV35DARN6VS-2-",30447,0,"Komerční"]
["FWV35DARN6VS-2R",30447,0,"Komerční"]
["FWV35DARN6VS-3-",32723,0,"Komerční"]
["FWV35DARN6VS-3R",32723,0,"Komerční"]
["FWV35DARO6V3---",28170,0,"Komerční"]
["FWV35DARO6V3--R",28170,0,"Komerční"]
["FWV35DARO6V3-3-",38058,0,"Komerční"]
["FWV35DARO6V3-3R",38058,0,"Komerční"]
["FWV35DARO6VS---",30681,0,"Komerční"]
["FWV35DARO6VS--R",30681,0,"Komerční"]
["FWV35DARO6VS-3-",40490,0,"Komerční"]
["FWV35DARO6VS-3R",40490,0,"Komerční"]
["FWV35DARP6V3---",33742,0,"Komerční"]
["FWV35DARP6V3--R",33742,0,"Komerční"]
["FWV35DARP6V3-3-",43630,0,"Komerční"]
["FWV35DARP6V3-3R",43630,0,"Komerční"]
["FWV35DARP6VS---",36175,0,"Komerční"]
["FWV35DARP6VS--R",36175,0,"Komerční"]
["FWV35DARP6VS-3-",46062,0,"Komerční"]
["FWV35DARP6VS-3R",46062,0,"Komerční"]
["FWV35DART6V3---",23384,0,"Komerční"]
["FWV35DART6V3--R",23384,0,"Komerční"]
["FWV35DART6V3-1-",28721,0,"Komerční"]
["FWV35DART6V3-1R",28721,0,"Komerční"]
["FWV35DART6V3-2-",31074,0,"Komerční"]
["FWV35DART6V3-2R",31074,0,"Komerční"]
["FWV35DART6V3-3-",33350,0,"Komerční"]
["FWV35DART6V3-3R",33350,0,"Komerční"]
["FWV35DART6VS---",25817,0,"Komerční"]
["FWV35DART6VS--R",25817,0,"Komerční"]
["FWV35DART6VS-1-",31153,0,"Komerční"]
["FWV35DART6VS-1R",31153,0,"Komerční"]
["FWV35DART6VS-2-",33429,0,"Komerční"]
["FWV35DART6VS-2R",33429,0,"Komerční"]
["FWV35DART6VS-3-",35704,0,"Komerční"]
["FWV35DART6VS-3R",35704,0,"Komerční"]
["FWV35DARU6V3---",23384,0,"Komerční"]
["FWV35DARU6V3--R",23384,0,"Komerční"]
["FWV35DARU6VS---",25817,0,"Komerční"]
["FWV35DARU6VS--R",25817,0,"Komerční"]
["FWV35DARV6V3---",28955,0,"Komerční"]
["FWV35DARV6V3--R",28955,0,"Komerční"]
["FWV35DARV6V3-1-",34213,0,"Komerční"]
["FWV35DARV6V3-1R",34213,0,"Komerční"]
["FWV35DARV6V3-2-",36566,0,"Komerční"]
["FWV35DARV6V3-2R",36566,0,"Komerční"]
["FWV35DARV6V3-3-",38843,0,"Komerční"]
["FWV35DARV6V3-3R",38843,0,"Komerční"]
["FWV35DARV6VS---",31388,0,"Komerční"]
["FWV35DARV6VS--R",31388,0,"Komerční"]
["FWV35DARV6VS-1-",36645,0,"Komerční"]
["FWV35DARV6VS-1R",36645,0,"Komerční"]
["FWV35DARV6VS-2-",39000,0,"Komerční"]
["FWV35DARV6VS-2R",39000,0,"Komerční"]
["FWV35DARV6VS-3-",41276,0,"Komerční"]
["FWV35DARV6VS-3R",41276,0,"Komerční"]
["FWV35DARW6V3---",28955,0,"Komerční"]
["FWV35DARW6V3--R",28955,0,"Komerční"]
["FWV35DARW6VS---",31388,0,"Komerční"]
["FWV35DARW6VS--R",31388,0,"Komerční"]
["FWV35DATD6V3---",20429,"Komerční<2PIPE                   ","Komerční"]
["FWV35DATD6V3--R",20402,"Komerční<2PIPE                   ","Komerční"]
["FWV35DATD6V3-1-",25738,0,"Komerční"]
["FWV35DATD6V3-1R",25738,0,"Komerční"]
["FWV35DATD6V3-2-",28092,0,"Komerční"]
["FWV35DATD6V3-2R",28092,0,"Komerční"]
["FWV35DATD6V3-3-",30368,0,"Komerční"]
["FWV35DATD6V3-3R",30368,0,"Komerční"]
["FWV35DATD6V3-S-",26130,0,"Komerční"]
["FWV35DATD6V3E--",33429,0,"Komerční"]
["FWV35DATD6V3E-R",33429,0,"Komerční"]
["FWV35DATD6V3E1-",38764,0,"Komerční"]
["FWV35DATD6V3E1R",38764,0,"Komerční"]
["FWV35DATD6V3E2-",41118,0,"Komerční"]
["FWV35DATD6V3E2R",41118,0,"Komerční"]
["FWV35DATD6V3E3-",43394,0,"Komerční"]
["FWV35DATD6V3E3R",43394,0,"Komerční"]
["FWV35DATD6VS---",22913,0,"Komerční"]
["FWV35DATD6VS--R",22913,0,"Komerční"]
["FWV35DATD6VS-1-",28170,0,"Komerční"]
["FWV35DATD6VS-1R",28170,0,"Komerční"]
["FWV35DATD6VS-2-",30447,0,"Komerční"]
["FWV35DATD6VS-2R",30447,0,"Komerční"]
["FWV35DATD6VS-3-",32723,0,"Komerční"]
["FWV35DATD6VS-3R",32723,0,"Komerční"]
["FWV35DATD6VSE--",35939,0,"Komerční"]
["FWV35DATD6VSE-R",35939,0,"Komerční"]
["FWV35DATD6VSE1-",41196,0,"Komerční"]
["FWV35DATD6VSE1R",41196,0,"Komerční"]
["FWV35DATD6VSE2-",43551,0,"Komerční"]
["FWV35DATD6VSE2R",43551,0,"Komerční"]
["FWV35DATD6VSE3-",45827,0,"Komerční"]
["FWV35DATD6VSE3R",45827,0,"Komerční"]
["FWV35DATN6V3--R",16089,"Komerční<2PIPE                   ","Komerční"]
["FWV35DATN6V3-1-",21423,0,"Komerční"]
["FWV35DATN6V3-1R",21423,0,"Komerční"]
["FWV35DATN6V3-2-",23698,0,"Komerční"]
["FWV35DATN6V3-2R",23698,0,"Komerční"]
["FWV35DATN6V3-3-",25974,0,"Komerční"]
["FWV35DATN6V3-3R",25974,0,"Komerční"]
["FWV35DATN6V3-S-",21736,0,"Komerční"]
["FWV35DATN6V3-SR",21736,0,"Komerční"]
["FWV35DATN6V3E--",29113,0,"Komerční"]
["FWV35DATN6V3E-R",29113,0,"Komerční"]
["FWV35DATN6V3E1-",34449,0,"Komerční"]
["FWV35DATN6V3E1R",34449,0,"Komerční"]
["FWV35DATN6V3E2-",36802,0,"Komerční"]
["FWV35DATN6V3E2R",36802,0,"Komerční"]
["FWV35DATN6V3E3-",39000,0,"Komerční"]
["FWV35DATN6V3E3R",39000,0,"Komerční"]
["FWV35DATN6V3ES-",34841,0,"Komerční"]
["FWV35DATN6VS---",18519,0,"Komerční"]
["FWV35DATN6VS--R",18519,0,"Komerční"]
["FWV35DATN6VS-1-",23775,0,"Komerční"]
["FWV35DATN6VS-1R",23775,0,"Komerční"]
["FWV35DATN6VS-2-",26130,0,"Komerční"]
["FWV35DATN6VS-2R",26130,0,"Komerční"]
["FWV35DATN6VS-3-",28406,0,"Komerční"]
["FWV35DATN6VS-3R",28406,0,"Komerční"]
["FWV35DATN6VSE--",31545,0,"Komerční"]
["FWV35DATN6VSE-R",31545,0,"Komerční"]
["FWV35DATN6VSE1-",36882,0,"Komerční"]
["FWV35DATN6VSE1R",36882,0,"Komerční"]
["FWV35DATN6VSE2-",39157,0,"Komerční"]
["FWV35DATN6VSE2R",39157,0,"Komerční"]
["FWV35DATN6VSE3-",41511,0,"Komerční"]
["FWV35DATN6VSE3R",41511,0,"Komerční"]
["FWV35DATO6V3---",23854,0,"Komerční"]
["FWV35DATO6V3--R",23854,0,"Komerční"]
["FWV35DATO6V3-3-",33742,0,"Komerční"]
["FWV35DATO6V3-3R",33742,0,"Komerční"]
["FWV35DATO6V3E--",36882,0,"Komerční"]
["FWV35DATO6V3E-R",36882,0,"Komerční"]
["FWV35DATO6V3E3-",46768,0,"Komerční"]
["FWV35DATO6V3E3R",46768,0,"Komerční"]
["FWV35DATO6VS---",26287,0,"Komerční"]
["FWV35DATO6VS--R",26287,0,"Komerční"]
["FWV35DATO6VS-3-",36175,0,"Komerční"]
["FWV35DATO6VS-3R",36175,0,"Komerční"]
["FWV35DATO6VSE--",39313,0,"Komerční"]
["FWV35DATO6VSE-R",39313,0,"Komerční"]
["FWV35DATO6VSE3-",49200,0,"Komerční"]
["FWV35DATO6VSE3R",49200,0,"Komerční"]
["FWV35DATP6V3---",29348,0,"Komerční"]
["FWV35DATP6V3--R",29348,0,"Komerční"]
["FWV35DATP6V3-3-",39313,0,"Komerční"]
["FWV35DATP6V3-3R",39313,0,"Komerční"]
["FWV35DATP6V3E--",42453,0,"Komerční"]
["FWV35DATP6V3E-R",42453,0,"Komerční"]
["FWV35DATP6V3E3-",52339,0,"Komerční"]
["FWV35DATP6V3E3R",52339,0,"Komerční"]
["FWV35DATP6VS---",31780,0,"Komerční"]
["FWV35DATP6VS--R",31780,0,"Komerční"]
["FWV35DATP6VS-3-",41746,0,"Komerční"]
["FWV35DATP6VS-3R",41746,0,"Komerční"]
["FWV35DATP6VSE--",44885,0,"Komerční"]
["FWV35DATP6VSE-R",44885,0,"Komerční"]
["FWV35DATP6VSE3-",54772,0,"Komerční"]
["FWV35DATP6VSE3R",54772,0,"Komerční"]
["FWV35DATT6V3---",19068,0,"Komerční"]
["FWV35DATT6V3--R",19068,0,"Komerční"]
["FWV35DATT6V3-1-",24404,0,"Komerční"]
["FWV35DATT6V3-1R",24404,0,"Komerční"]
["FWV35DATT6V3-2-",26758,0,"Komerční"]
["FWV35DATT6V3-2R",26758,0,"Komerční"]
["FWV35DATT6V3-3-",28955,0,"Komerční"]
["FWV35DATT6V3-3R",28955,0,"Komerční"]
["FWV35DATT6V3-S-",24797,0,"Komerční"]
["FWV35DATT6V3E--",32094,0,"Komerční"]
["FWV35DATT6V3E-R",32094,0,"Komerční"]
["FWV35DATT6V3E1-",37431,0,"Komerční"]
["FWV35DATT6V3E1R",37431,0,"Komerční"]
["FWV35DATT6V3E2-",39784,0,"Komerční"]
["FWV35DATT6V3E2R",39784,0,"Komerční"]
["FWV35DATT6V3E3-",42060,0,"Komerční"]
["FWV35DATT6V3E3R",42060,0,"Komerční"]
["FWV35DATT6VS---",21500,0,"Komerční"]
["FWV35DATT6VS--R",21500,0,"Komerční"]
["FWV35DATT6VS-1-",26758,0,"Komerční"]
["FWV35DATT6VS-1R",26758,0,"Komerční"]
["FWV35DATT6VS-2-",29113,0,"Komerční"]
["FWV35DATT6VS-2R",29113,0,"Komerční"]
["FWV35DATT6VS-3-",31388,0,"Komerční"]
["FWV35DATT6VS-3R",31388,0,"Komerční"]
["FWV35DATT6VSE--",34527,0,"Komerční"]
["FWV35DATT6VSE-R",34527,0,"Komerční"]
["FWV35DATT6VSE1-",39784,0,"Komerční"]
["FWV35DATT6VSE1R",39784,0,"Komerční"]
["FWV35DATT6VSE2-",42138,0,"Komerční"]
["FWV35DATT6VSE2R",42138,0,"Komerční"]
["FWV35DATT6VSE3-",44413,0,"Komerční"]
["FWV35DATT6VSE3R",44413,0,"Komerční"]
["FWV35DATU6V3---",19068,0,"Komerční"]
["FWV35DATU6V3--R",19068,0,"Komerční"]
["FWV35DATU6V3E--",32094,0,"Komerční"]
["FWV35DATU6V3E-R",32094,0,"Komerční"]
["FWV35DATU6VS---",21500,0,"Komerční"]
["FWV35DATU6VS--R",21500,0,"Komerční"]
["FWV35DATU6VSE--",34527,0,"Komerční"]
["FWV35DATU6VSE-R",34527,0,"Komerční"]
["FWV35DATV6V3--R",24585,"Komerční<2PIPE                   ","Komerční"]
["FWV35DATV6V3-1-",29897,0,"Komerční"]
["FWV35DATV6V3-1R",29897,0,"Komerční"]
["FWV35DATV6V3-2-",32251,0,"Komerční"]
["FWV35DATV6V3-2R",32251,0,"Komerční"]
["FWV35DATV6V3-3-",34449,0,"Komerční"]
["FWV35DATV6V3-3R",34449,0,"Komerční"]
["FWV35DATV6V3-S-",30289,0,"Komerční"]
["FWV35DATV6V3-SR",30289,0,"Komerční"]
["FWV35DATV6V3E--",37666,0,"Komerční"]
["FWV35DATV6V3E-R",37666,0,"Komerční"]
["FWV35DATV6V3E1-",43002,0,"Komerční"]
["FWV35DATV6V3E1R",43002,0,"Komerční"]
["FWV35DATV6V3E2-",45277,0,"Komerční"]
["FWV35DATV6V3E2R",45277,0,"Komerční"]
["FWV35DATV6V3E3-",47553,0,"Komerční"]
["FWV35DATV6V3E3R",47553,0,"Komerční"]
["FWV35DATV6V3ES-",43315,0,"Komerční"]
["FWV35DATV6VS---",27072,0,"Komerční"]
["FWV35DATV6VS--R",27072,0,"Komerční"]
["FWV35DATV6VS-1-",32329,0,"Komerční"]
["FWV35DATV6VS-1R",32329,0,"Komerční"]
["FWV35DATV6VS-2-",34683,0,"Komerční"]
["FWV35DATV6VS-2R",34683,0,"Komerční"]
["FWV35DATV6VS-3-",36958,0,"Komerční"]
["FWV35DATV6VS-3R",36958,0,"Komerční"]
["FWV35DATV6VSE--",40098,0,"Komerční"]
["FWV35DATV6VSE-R",40098,0,"Komerční"]
["FWV35DATV6VSE1-",45355,0,"Komerční"]
["FWV35DATV6VSE1R",45355,0,"Komerční"]
["FWV35DATV6VSE2-",47710,0,"Komerční"]
["FWV35DATV6VSE2R",47710,0,"Komerční"]
["FWV35DATV6VSE3-",49986,0,"Komerční"]
["FWV35DATV6VSE3R",49986,0,"Komerční"]
["FWV35DATW6V3---",24561,0,"Komerční"]
["FWV35DATW6V3--R",24561,0,"Komerční"]
["FWV35DATW6V3E--",37666,0,"Komerční"]
["FWV35DATW6V3E-R",37666,0,"Komerční"]
["FWV35DATW6VS---",27072,0,"Komerční"]
["FWV35DATW6VS--R",27072,0,"Komerční"]
["FWV35DATW6VSE--",40098,0,"Komerční"]
["FWV35DATW6VSE-R",40098,0,"Komerční"]
["FWV35DFN",18366,"FANCOIL parapetní jednotka 4 tr","Komerční"]
["FWV35DFV",33625,"FANCOIL parapetní jednotka 4 tr","Komerční"]
["FWV35DTN",16089,"FANCOIL parapetní jednotka 2 tr","Komerční"]
["FWV35DTV",24585,"FANCOIL parapetní jednotka 2 tr","Komerční"]
["FWXM10ATV3",15785,"konvektor tepelného čerpadla","Vytápění"]
["FWXM10ATV3R",16802,"konvektor tepelného čerpadla","Vytápění"]
["FWXM15ATV3",18291,"konvektor tepelného čerpadla","Vytápění"]
["FWXM15ATV3R",19307,"konvektor tepelného čerpadla","Vytápění"]
["FWXM20ATV3",20730,"konvektor tepelného čerpadla","Vytápění"]
["FWXM20ATV3R",21746,"konvektor tepelného čerpadla","Vytápění"]
["FWXT10ABTV3",25540,"konvektor tepelného čerpadla","Vytápění"]
["FWXT10ABTV3C",26556,"konvektor tepelného čerpadla","Vytápění"]
["FWXT10ABTV3CL",37226,"konvektor tepelného čerpadla","Vytápění"]
["FWXT10ABTV3L",37226,"konvektor tepelného čerpadla","Vytápění"]
["FWXT10ATV3",25540,"konvektor tepelného čerpadla","Vytápění"]
["FWXT10ATV3C",26556,"konvektor tepelného čerpadla","Vytápění"]
["FWXT10ATV3CL",37226,"konvektor tepelného čerpadla","Vytápění"]
["FWXT10ATV3L",37226,"konvektor tepelného čerpadla","Vytápění"]
["FWXT15ABTV3",28657,"konvektor tepelného čerpadla","Vytápění"]
["FWXT15ABTV3C",29672,"konvektor tepelného čerpadla","Vytápění"]
["FWXT15ABTV3CL",39143,"konvektor tepelného čerpadla","Vytápění"]
["FWXT15ABTV3L",39143,"konvektor tepelného čerpadla","Vytápění"]
["FWXT15ATV3",28657,"konvektor tepelného čerpadla","Vytápění"]
["FWXT15ATV3C",29672,"konvektor tepelného čerpadla","Vytápění"]
["FWXT15ATV3CL",39143,"konvektor tepelného čerpadla","Vytápění"]
["FWXT15ATV3L",39143,"konvektor tepelného čerpadla","Vytápění"]
["FWXT20ABTV3",31907,"konvektor tepelného čerpadla","Vytápění"]
["FWXT20ABTV3C",32924,"konvektor tepelného čerpadla","Vytápění"]
["FWXT20ABTV3CL",43213,"konvektor tepelného čerpadla","Vytápění"]
["FWXT20ABTV3L",43213,"konvektor tepelného čerpadla","Vytápění"]
["FWXT20ATV3",31907,"konvektor tepelného čerpadla","Vytápění"]
["FWXT20ATV3C",32924,"konvektor tepelného čerpadla","Vytápění"]
["FWXT20ATV3CL",43213,"konvektor tepelného čerpadla","Vytápění"]
["FWXT20ATV3L",43213,"konvektor tepelného čerpadla","Vytápění"]
["FWXV10ABTV3",21611,"konvektor tepelného čerpadla","Vytápění"]
["FWXV10ABTV3R",20834,"konvektor tepelného čerpadla","Vytápění"]
["FWXV15A",30182,"konvektor tepelného čerpadla","Vytápění"]
["FWXV15ABTV3",25133,"konvektor tepelného čerpadla","Vytápění"]
["FWXV15ABTV3R",24630,"konvektor tepelného čerpadla","Vytápění"]
["FWXV20ABTV3",28589,"konvektor tepelného čerpadla","Vytápění"]
["FWXV20ABTV3R",28095,"konvektor tepelného čerpadla","Vytápění"]
["FWZ02AAFD6V3---",30406,"Fancoil parapetní jednotka BLDC 4 trubka","Komerční"]
["FWZ02AAFN6V3--R",21838,"Komerční<4PIPE                   ","Komerční"]
["FWZ02AAFV6V3--R",36805,"Komerční<4PIPE                   ","Komerční"]
["FWZ02AATD6V3---",24294,"Komerční<2PIPE                   ","Komerční"]
["FWZ02AATN6V3--R",20066,"Komerční<2PIPE                   ","Komerční"]
["FWZ02AATV6V3--R",28346,"Komerční<2PIPE                   ","Komerční"]
["FWZ02AFN",21838,"Fancoil parapetní jednotka BLDC 4 trubka","Komerční"]
["FWZ02AFV",36805,"Fancoil parapetní jednotka BLDC 4 trubka","Komerční"]
["FWZ02ATN",20066,"Fancoil parapetní jednotka BLDC 4 trubka","Komerční"]
["FWZ02ATV",28346,"Fancoil parapetní jednotka BLDC 4 trubka","Komerční"]
["FWZ03AAFD6V3---",31745,"Komerční<4PIPE                   ","Komerční"]
["FWZ03AAFN6V3--R",23247,"Komerční<4PIPE                   ","Komerční"]
["FWZ03AAFV6V3--R",38144,"Komerční<4PIPE                   ","Komerční"]
["FWZ03AATD6V3---",25525,"Komerční<2PIPE                   ","Komerční"]
["FWZ03AATN6V3---",21188,"Komerční<2PIPE                   ","Komerční"]
["FWZ03AATV6V3--R",29467,"Komerční<2PIPE                   ","Komerční"]
["FWZ03AFN",23247,"Fancoil parapetní jednotka BLDC 4 trubka","Komerční"]
["FWZ03AFV",38144,"Fancoil parapetní jednotka BLDC 4 trubka","Komerční"]
["FWZ03ATV",29467,"Fancoil parapetní jednotka BLDC 2 trubka","Komerční"]
["FWZ06AAFD6V3---",36444,"Komerční<4PIPE                   ","Komerční"]
["FWZ06AAFN6V3--R",27478,"Komerční<4PIPE                   ","Komerční"]
["FWZ06AAFV6V3--R",42446,"Komerční<4PIPE                   ","Komerční"]
["FWZ06AATD6V3---",29104,"Komerční<2PIPE                   ","Komerční"]
["FWZ06AATN6V3--R",24585,"Komerční<2PIPE                   ","Komerční"]
["FWZ06AATV6V3--R",33045,"Komerční<2PIPE                   ","Komerční"]
["FWZ06AFN",27478,"Fancoil parapetní jednotka BLDC 4 trubka","Komerční"]
["FWZ06AFV",42446,"Fancoil parapetní jednotka BLDC 4 trubka","Komerční"]
["FWZ06ATN",24585,"Fancoil parapetní jednotka BLDC 2 trubka","Komerční"]
["FWZ06ATV",33045,"Fancoil parapetní jednotka BLDC 2 trubka","Komerční"]
["FWZ08AAFD6V3---",43134,"Komerční<4PIPE                   ","Komerční"]
["FWZ08AAFN6V3--R",33805,"Komerční<4PIPE                   ","Komerční"]
["FWZ08AAFV6V3--R",49533,"Komerční<4PIPE                   ","Komerční"]
["FWZ08AATD6V3---",35395,"Komerční<2PIPE                   ","Komerční"]
["FWZ08AATN6V3--R",30696,"Komerční<2PIPE                   ","Komerční"]
["FWZ08AATV6V3--R",39915,"Komerční<2PIPE                   ","Komerční"]
["FWZ08AFN",33805,"Fancoil parapetní jednotka BLDC 4 trubka","Komerční"]
["FWZ08AFV",49533,"Fancoil parapetní jednotka BLDC 4 trubka","Komerční"]
["FWZ08ATN",30696,"Fancoil parapetní jednotka BLDC 2 trubka","Komerční"]
["FWZ08ATV",39915,"Fancoil parapetní jednotka BLDC 2 trubka","Komerční"]
["FXAA15A",26191,"nástěnná jednotka","Komerční"]
["FXAA20A",27023,"nástěnná jednotka","Komerční"]
["FXAA25A",27565,"nástěnná jednotka","Komerční"]
["FXAA32A",28149,"nástěnná jednotka","Komerční"]
["FXAA40A",31062,"nástěnná jednotka","Komerční"]
["FXAA50A",32271,"nástěnná jednotka","Komerční"]
["FXAA63A",33103,"nástěnná jednotka","Komerční"]
["FXAQ15A",23458,"nástěnná jednotka","Komerční"]
["FXAQ20A",24204,"nástěnná jednotka","Komerční"]
["FXAQ25A",24688,"nástěnná jednotka","Komerční"]
["FXAQ32A",25212,"nástěnná jednotka","Komerční"]
["FXAQ40A",27821,"nástěnná jednotka","Komerční"]
["FXAQ50A",28903,"nástěnná jednotka","Komerční"]
["FXAQ63A",29650,"nástěnná jednotka","Komerční"]
["FXCQ125A",81868,"kazetová jednotka 2 výdechy","Komerční"]
["FXCQ20A",42364,"kazetová jednotka 2 výdechy","Komerční"]
["FXCQ25A",42871,"kazetová jednotka 2 výdechy","Komerční"]
["FXCQ32A",44245,"kazetová jednotka 2 výdechy","Komerční"]
["FXCQ40A",47902,"kazetová jednotka 2 výdechy","Komerční"]
["FXCQ50A",49605,"kazetová jednotka 2 výdechy","Komerční"]
["FXCQ63A",50223,"kazetová jednotka 2 výdechy","Komerční"]
["FXCQ80A",67131,"kazetová jednotka 2 výdechy","Komerční"]
["FXDA10A",34429,"jednotka do podhledu nízká","Komerční"]
["FXDA15A",37758,"jednotka do podhledu nízká","Komerční"]
["FXDA20A",38931,"jednotka do podhledu nízká","Komerční"]
["FXDA25A",41437,"jednotka do podhledu nízká","Komerční"]
["FXDA32A",43943,"jednotka do podhledu nízká","Komerční"]
["FXDA40A",46775,"jednotka do podhledu nízká","Komerční"]
["FXDA50A",49642,"jednotka do podhledu nízká","Komerční"]
["FXDA63A",52676,"jednotka do podhledu nízká","Komerční"]
["FXDQ15A3",33818,"jednotka do podhledu nízká","Komerční"]
["FXDQ20A3",34866,"jednotka do podhledu nízká","Komerční"]
["FXDQ20M9",28749,"jednotka do podhledu nízká","Komerční"]
["FXDQ25A3",37112,"jednotka do podhledu nízká","Komerční"]
["FXDQ32A3",39357,"jednotka do podhledu nízká","Komerční"]
["FXDQ40A3",41891,"jednotka do podhledu nízká","Komerční"]
["FXDQ50A3",44463,"jednotka do podhledu nízká","Komerční"]
["FXDQ63A3",47181,"jednotka do podhledu nízká","Komerční"]
["FXFA100A",81415,"kazetová jednotka s kruhovým výdechem","Komerční"]
["FXFA125A",85404,"kazetová jednotka s kruhovým výdechem","Komerční"]
["FXFA20A",46778,"kazetová jednotka s kruhovým výdechem","Komerční"]
["FXFA25A",48392,"kazetová jednotka s kruhovým výdechem","Komerční"]
["FXFA32A",51448,"kazetová jednotka s kruhovým výdechem","Komerční"]
["FXFA40A",56796,"kazetová jednotka s kruhovým výdechem","Komerční"]
["FXFA50A",59962,"kazetová jednotka s kruhovým výdechem","Komerční"]
["FXFA63A",61508,"kazetová jednotka s kruhovým výdechem","Komerční"]
["FXFA80A",77594,"kazetová jednotka s kruhovým výdechem","Komerční"]
["FXFQ100A",69449,"VRV<NO COMP<UNIFIED                     ","Komerční"]
["FXFQ100B",72921,"kazetová jednotka s kruhovým výdechem","Komerční"]
["FXFQ125A",72850,"VRV<NO COMP<UNIFIED                     ","Komerční"]
["FXFQ125B",76492,"kazetová jednotka s kruhovým výdechem","Komerční"]
["FXFQ20A",39901,"VRV<NO COMP<UNIFIED                     ","Komerční"]
["FXFQ20B",41895,"kazetová jednotka s kruhovým výdechem","Komerční"]
["FXFQ25A",41280,"VRV<NO COMP<UNIFIED                     ","Komerční"]
["FXFQ25B",43343,"kazetová jednotka s kruhovým výdechem","Komerční"]
["FXFQ32A",43884,"VRV<NO COMP<UNIFIED                     ","Komerční"]
["FXFQ32B",46077,"kazetová jednotka s kruhovým výdechem","Komerční"]
["FXFQ40A",48447,"VRV<NO COMP<UNIFIED                     ","Komerční"]
["FXFQ40B",50870,"kazetová jednotka s kruhovým výdechem","Komerční"]
["FXFQ50A",51147,"VRV<NO COMP<UNIFIED                     ","Komerční"]
["FXFQ50B",53706,"kazetová jednotka s kruhovým výdechem","Komerční"]
["FXFQ63A",52466,"VRV<NO COMP<UNIFIED                     ","Komerční"]
["FXFQ63B",55090,"kazetová jednotka s kruhovým výdechem","Komerční"]
["FXFQ80A",66188,"VRV<NO COMP<UNIFIED                     ","Komerční"]
["FXFQ80B",69497,"kazetová jednotka s kruhovým výdechem","Komerční"]
["FXHA100A",87651,0,"Komerční"]
["FXHA32A",68080,0,"Komerční"]
["FXHA50A",77582,0,"Komerční"]
["FXHA63A",74241,0,"Komerční"]
["FXHQ100A",76218,"podstropní jednotka","Komerční"]
["FXHQ32A",59201,"podstropní jednotka","Komerční"]
["FXHQ63A",64558,"podstropní jednotka","Komerční"]
["FXKQ25MA",49207,"rohová kazetová jednotka","Komerční"]
["FXKQ32MA",49497,"rohová kazetová jednotka","Komerční"]
["FXKQ40MA",49859,"rohová kazetová jednotka","Komerční"]
["FXKQ63MA",56013,"rohová kazetová jednotka","Komerční"]
["FXLQ20P",51994,"parapetní jednotka","Komerční"]
["FXLQ25P",53660,"parapetní jednotka","Komerční"]
["FXLQ32P",55361,"parapetní jednotka","Komerční"]
["FXLQ40P",56881,"parapetní jednotka","Komerční"]
["FXLQ50P",60286,"parapetní jednotka","Komerční"]
["FXLQ63P",63981,"parapetní jednotka","Komerční"]
["FXMA100A",79448,0,"Komerční"]
["FXMA125A",81072,0,"Komerční"]
["FXMA200A",129914,0,"Komerční"]
["FXMA250A",133319,0,"Komerční"]
["FXMA50A",59296,0,"Komerční"]
["FXMA63A",60585,0,"Komerční"]
["FXMA80A",76783,0,"Komerční"]
["FXMQ100P7",69084,"podhledová stropní jednotka s vysokým ESP","Komerční"]
["FXMQ125P7",70497,"podhledová stropní jednotka s vysokým ESP","Komerční"]
["FXMQ200MB",129914,"podhledová stropní jednotka s vysokým ESP","Komerční"]
["FXMQ250MB",133319,"podhledová stropní jednotka s vysokým ESP","Komerční"]
["FXMQ50P7",51561,"podhledová stropní jednotka s vysokým ESP","Komerční"]
["FXMQ63P7",52682,"podhledová stropní jednotka s vysokým ESP","Komerční"]
["FXMQ80P7",66768,"podhledová stropní jednotka s vysokým ESP","Komerční"]
["FXNQ20A",44282,"neopláštěnná parapetní jednotka","Komerční"]
["FXNQ25A",45985,"neopláštěnná parapetní jednotka","Komerční"]
["FXNQ32A",47540,"neopláštěnná parapetní jednotka","Komerční"]
["FXNQ40A",48955,"neopláštěnná parapetní jednotka","Komerční"]
["FXNQ50A",51958,"neopláštěnná parapetní jednotka","Komerční"]
["FXNQ63A",55109,"neopláštěnná parapetní jednotka","Komerční"]
["FXSA100A",73536,"podhledová stropní jednotka se středním ESP","Komerční"]
["FXSA125A",74910,"podhledová stropní jednotka se středním ESP","Komerční"]
["FXSA140A",82430,"podhledová stropní jednotka se středním ESP","Komerční"]
["FXSA15A",47811,"podhledová stropní jednotka se středním ESP","Komerční"]
["FXSA20A",47811,"podhledová stropní jednotka se středním ESP","Komerční"]
["FXSA25A",50074,"podhledová stropní jednotka se středním ESP","Komerční"]
["FXSA32A",50492,"podhledová stropní jednotka se středním ESP","Komerční"]
["FXSA40A",52513,"podhledová stropní jednotka se středním ESP","Komerční"]
["FXSA50A",54859,"podhledová stropní jednotka se středním ESP","Komerční"]
["FXSA63A",55990,"podhledová stropní jednotka se středním ESP","Komerční"]
["FXSA80A",72513,"podhledová stropní jednotka se středním ESP","Komerční"]
["FXSQ100A",65862,"VRV podhledová stropní jednotka se středním ESP","Komerční"]
["FXSQ125A",67094,"VRV podhledová stropní jednotka se středním ESP","Komerční"]
["FXSQ140A",73829,"VRV podhledová stropní jednotka se středním ESP","Komerční"]
["FXSQ15A",42824,"VRV podhledová stropní jednotka se středním ESP","Komerční"]
["FXSQ20A",42824,"VRV podhledová stropní jednotka se středním ESP","Komerční"]
["FXSQ25A",44847,"VRV podhledová stropní jednotka se středním ESP","Komerční"]
["FXSQ32A",45223,"VRV podhledová stropní jednotka se středním ESP","Komerční"]
["FXSQ40A",47035,"VRV podhledová stropní jednotka se středním ESP","Komerční"]
["FXSQ50A",49135,"VRV podhledová stropní jednotka se středním ESP","Komerční"]
["FXSQ63A",50148,"VRV podhledová stropní jednotka se středním ESP","Komerční"]
["FXSQ80A",64945,"VRV podhledová stropní jednotka se středním ESP","Komerční"]
["FXUA100A",117424,0,"Komerční"]
["FXUA50A",112613,0,"Komerční"]
["FXUA71A",107764,0,"Komerční"]
["FXUQ100A",102107,"podstropní jednotka se 4 výdechy","Komerční"]
["FXUQ71A",93708,"podstropní jednotka se 4 výdechy","Komerční"]
["FXZA15A",43124,"zcela plochá kazetová jednotka","Komerční"]
["FXZA20A",44462,"zcela plochá kazetová jednotka","Komerční"]
["FXZA25A",45216,"zcela plochá kazetová jednotka","Komerční"]
["FXZA32A",49967,"zcela plochá kazetová jednotka","Komerční"]
["FXZA40A",54342,"zcela plochá kazetová jednotka","Komerční"]
["FXZA50A",56354,"zcela plochá kazetová jednotka","Komerční"]
["FXZQ15A",38625,"zcela plochá kazetová jednotka","Komerční"]
["FXZQ20A",39822,"zcela plochá kazetová jednotka","Komerční"]
["FXZQ25A",40498,"zcela plochá kazetová jednotka","Komerční"]
["FXZQ32A",44753,"zcela plochá kazetová jednotka","Komerční"]
["FXZQ40A",48672,"zcela plochá kazetová jednotka","Komerční"]
["FXZQ50A",50474,"zcela plochá kazetová jednotka","Komerční"]
["GCI2010B3B1D4R",188189,"Condensing unit with inverter           ","Chladírenství"]
["GCI2020B3B1D4R",196269,"Condensing unit with inverter           ","Chladírenství"]
["GCI2022B3B1D4R",209052,"Condensing unit with inverter           ","Chladírenství"]
["GCI2030B3B1D4R",220289,"Condensing unit with inverter           ","Chladírenství"]
["GCI2040B3B1D4R",234320,"Condensing unit with inverter           ","Chladírenství"]
["GCI3050B3B1D4R",273617,"Condensing unit with inverter           ","Chladírenství"]
["GCI3060B3B1D4R",300797,"Condensing unit with inverter           ","Chladírenství"]
["GCI4120B3B1D4R",342004,"NT condensing unit                      ","Chladírenství"]
["GSIEKA10009",25558,"VAM elektrické topení","Komerční"]
["GSIEKA15018",25793,"VAM elektrické topení","Komerční"]
["GSIEKA20024",25962,"VAM elektrické topení","Komerční"]
["GSIEKA25030",27837,"VAM elektrické topení","Komerční"]
["GSIEKA35530",28139,"VAM elektrické topení","Komerční"]
["HCI2015B2B1D4R",207790,"LT condensing unit                      ","Chladírenství"]
["HCI2018B2B1D4R",220434,"LT condensing unit                      ","Chladírenství"]
["HCI2020B2B1D4R",229415,"LT condensing unit                      ","Chladírenství"]
["HCI2030B2B1D4R",232632,"LT condensing unit                      ","Chladírenství"]
["HCI2050B2B1D4R",256051,"LT condensing unit                      ","Chladírenství"]
["HCI3060B2B1D4R",308803,"LT condensing unit                      ","Chladírenství"]
["HCI4120B2B1D4R",358562,"LT condensing unit                      ","Chladírenství"]
["HCI4140B2B1D4R",427552,"LT condensing unit                      ","Chladírenství"]
["HXHD125A8",180607,"hydrobox VRV pro vysoké teploty","Komerční"]
["HXHD200A8",270909,"hydrobox VRV pro vysoké teploty","Komerční"]
["HXY080A8",87732,"hydrobox VRV pro nízké teploty","Komerční"]
["HXY125A8",122816,"hydrobox VRV pro nízké teploty","Komerční"]
["JEHCCU0040CM1",42485,"KJ s pístovým kompresorem","Chladírenství"]
["JEHCCU0050CM1",42627,"KJ s pístovým kompresorem","Chladírenství"]
["JEHCCU0051CM1",52343,"KJ s pístovým kompresorem","Chladírenství"]
["JEHCCU0063CM1",54611,"KJ s pístovým kompresorem","Chladírenství"]
["JEHCCU0067CM1",50569,"KJ s pístovým kompresorem","Chladírenství"]
["JEHCCU0077CM1",55607,"KJ s pístovým kompresorem","Chladírenství"]
["JEHCCU0095CM1",56670,"KJ s pístovým kompresorem","Chladírenství"]
["JEHCCU0100CM1",50926,"KJ s pístovým kompresorem","Chladírenství"]
["JEHCCU0113CM1",53904,"KJ s pístovým kompresorem","Chladírenství"]
["JEHCCU0115CL1",48726,"KJ s pístovým kompresorem","Chladírenství"]
["JEHCCU0135CL1",50640,"KJ s pístovým kompresorem","Chladírenství"]
["JEHCCU0140CM1",58868,"KJ s pístovým kompresorem","Chladírenství"]
["JEHCCU0140CM3",59790,"KJ s pístovým kompresorem","Chladírenství"]
["JEHCCU0170CM1",66865,"KJ s pístovým kompresorem","Chladírenství"]
["JEHCCU0170CM3",65247,"KJ s pístovým kompresorem","Chladírenství"]
["JEHCCU0180CL3",71143,"KJ s pístovým kompresorem","Chladírenství"]
["JEHCCU0210CL3",75504,"KJ s pístovým kompresorem","Chladírenství"]
["JEHSCU0200CM1",73550,"KJ pro průmyslové chlazení šroub","Chladírenství"]
["JEHSCU0200CM3",72416,"KJ pro průmyslové chlazení šroub","Chladírenství"]
["JEHSCU0250CM1",80783,"KJ pro průmyslové chlazení šroub","Chladírenství"]
["JEHSCU0250CM3",80783,"KJ pro průmyslové chlazení šroub","Chladírenství"]
["JEHSCU0300CL3",109084,"KJ pro průmyslové chlazení šroub","Chladírenství"]
["JEHSCU0300CM1",89226,"KJ pro průmyslové chlazení šroub","Chladírenství"]
["JEHSCU0300CM3",88373,"KJ pro průmyslové chlazení šroub","Chladírenství"]
["JEHSCU0350CM3",92062,"KJ pro průmyslové chlazení šroub","Chladírenství"]
["JEHSCU0360CM3",92203,"KJ pro průmyslové chlazení šroub","Chladírenství"]
["JEHSCU0400CL3",127454,"KJ pro průmyslové chlazení šroub","Chladírenství"]
["JEHSCU0400CM3",95397,"KJ pro průmyslové chlazení šroub","Chladírenství"]
["JEHSCU0500CL3",162137,"KJ pro průmyslové chlazení šroub","Chladírenství"]
["JEHSCU0500CM3",98657,"KJ pro průmyslové chlazení šroub","Chladírenství"]
["JEHSCU0600CL3",163059,"KJ pro průmyslové chlazení šroub","Chladírenství"]
["JEHSCU0600CM3",108162,"KJ pro průmyslové chlazení šroub","Chladírenství"]
["JEHSCU0680CM3",118374,"KJ pro průmyslové chlazení šroub","Chladírenství"]
["JEHSCU0750CL3",184194,"KJ pro průmyslové chlazení šroub","Chladírenství"]
["JEHSCU0800CM3",155824,"KJ pro průmyslové chlazení šroub","Chladírenství"]
["JEHSCU0950CL3",216961,"KJ pro průmyslové chlazení šroub","Chladírenství"]
["JEHSCU1000CM3",183341,"KJ pro průmyslové chlazení šroub","Chladírenství"]
["K-KDU572KVE",19148,0,"Komerční"]
["K.CG750BPML",4872,"panel pro K.CG7505","Vytápění"]
["K.CG750FPS",7094,"pnal pro volné postavení krytu","Vytápění"]
["K.CG750S",19202,"ochrana venkovní jednotky","Vytápění"]
["K.CGSIDE",9923,"ochranná část pro zakrytí boku","Vytápění"]
["K.CWBXL",5375,"nástěnné držáky (250 kg, délka 660 mm)","Vytápění"]
["K.CWBXLSS",18953,"nástěnné držáky (250 kg, délka 660 mm)","Vytápění"]
["K.DT2",3835,"vana kondenzátu 1100 x 400 x 50 mm","Vytápění"]
["K.DTFB",2938,"upevnění pro vanu kondenzátu","Vytápění"]
["K.ELECMETV",6692,"ACC<OTHER<N-U","Vytápění"]
["K.ELECMETW",13928,"ACC<OTHER<N-U","Vytápění"]
["K.FERNOXTF1",7563,"filtr TF1 bez kapaliny","Vytápění"]
["K.FERNOXTF1FL",8312,"filtr TF1 bez kapaliny","Vytápění"]
["K.FF600ASN",3404,"flexi noha úzká","Vytápění"]
["K.FF600S",3189,"flexi noha standard","Vytápění"]
["K.HEATMET",13848,"ACC<OTHER<N-U","Vytápění"]
["K.HOSE500",4156,"pružná hadice 500 mm","Vytápění"]
["K.HOSE750",4980,"pružná hadice 750 mm ","Vytápění"]
["K.HOSE750EL",7165,"pružná hadice 750 mm s kolenem","Vytápění"]
["K.RSS",4388,"čidlo teploty","Rezidenční"]
["K.SLEEVE",2293,"sada těsnění pro průchod stěnou","Vytápění"]
["KAC017A4E",4420,"vzduchový filtr","Komerční"]
["KAC972A4E",2351,"vzduchový filtr","Komerční"]
["KAC998",3416,"vzduchový filtr","Komerční"]
["KAF241H100M",10989,"náhradní filtr VKM","Komerční"]
["KAF371M280",15167,"náhradní filtr s dlouhou životností","Komerční"]
["KAF441C60",3719,"VRV výměnný filtr","Komerční"]
["KAF501B56",5619,"VRV výměnný filtr","Komerční"]
["KAF963A43",1147,"výměnný filtr pro SPLIT","Komerční"]
["KAF970A46",1591,0,"Komerční"]
["KAF974B42S",1976,"výměnný filtr pro SPLIT","Komerční"]
["KAFJ371L280",14240,"Long life replacement filter            ","Komerční"]
["KAFP080B4",4053,"výměnný filtr pro čističku vzduchu","Komerční"]
["KAFP085A4",6325,0,"Komerční"]
["KAFP501A160",5772,0,"Komerční"]
["KAFP531B50",4176,0,"Komerční"]
["KAFP551K160",2641,0,"Komerční"]
["KBLNVALVE",3213,0,"Vytápění"]
["KDAJ25K140",15475,"adaptér pro vybíjení","Komerční"]
["KDAJ25K36A",4187,"adaptér pro vybíjení mřížka","Komerční"]
["KDAJ25K56",4824,"adaptér pro vybíjení","Komerční"]
["KDAJ25K71",10014,"adaptér pro vybíjení","Komerční"]
["KDAP25A140",15074,"adaptér pro vybíjení","Komerční"]
["KDAP25A36",4087,"adaptér pro vybíjení mřížka","Komerční"]
["KDAP25A56",4689,"adaptér pro vybíjení","Komerční"]
["KDAP25A71",9747,"adaptér pro vybíjení","Komerční"]
["KDBH44BA60",4964,"sada těsnění  ","Komerční"]
["KDBHP49B140",7335,"vzduchová klapka","Komerční"]
["KDBHQ55B140",3719,"sada těsnění pro výdech vzduchu","Komerční"]
["KDBHQ55C140",3890,"sada těsnění pro výdech vzduchu","Komerční"]
["KDBHQ56B140",4158,"sada těsnění pro výdech vzduchu","Komerční"]
["KDBQ44B60",16816,"rozpěrka panelu","Komerční"]
["KDBTP49B140",11458,"dekorační panel pro výdech vzduchu","Komerční"]
["KDDM24B100",23615,"VRV sada pro přívod čerstvého vzduchu","Komerční"]
["KDDM24B50",23013,"tlunič","Komerční"]
["KDDN26A12",66057,"sada tlumení","Komerční"]
["KDDN26A16",74967,"sada tlumení","Komerční"]
["KDDN26A4",46160,"sada tlumení","Komerční"]
["KDDN26A8",54533,"sada tlumení","Komerční"]
["KDDP55C160-1",13500,"VRV sada pro přívod čerstvého vzduchu","Komerční"]
["KDDP55D160-2",8547,"VRV sada pro přívod čerstvého vzduchu","Komerční"]
["KDDQ44XA60",5628,"VRV sada pro přívod čerstvého vzduchu","Komerční"]
["KDDQ50A140",7671,"VRV sada pro přívod čerstvého vzduchu","Komerční"]
["KDDQ55B140-2",9346,"sada těsnění pro výdech vzduchu","Komerční"]
["KDDQ55C140-1",13500,"VRV sada pro přívod čerstvého vzduchu","Komerční"]
["KDDQ55C140-2",9346,"VRV sada pro přívod čerstvého vzduchu","Komerční"]
["KDECOUP",10817,0,"Vytápění"]
["KDJ3705L280",32739,"Filter chamber                          ","Komerční"]
["KDU30L250",53803,"sada čerpadla kondenzátu","Komerční"]
["KDU30M250",124505,"VRV čerpadlo kondenzátu","Komerční"]
["KDU50P140",39628,"VRV čerpadlo kondenzátu","Komerční"]
["KDU50P60",28775,"VRV čerpadlo kondenzátu","Komerční"]
["KDU50R160",28775,"DX/VRV čerpadlo kondenzátu","Komerční"]
["KDU50R63",28775,"DX/VRV čerpadlo kondenzátu","Komerční"]
["KGSFILL2",6834,"plící sada GSHP - type LK521","Vytápění"]
["KHFP26A100C",2243,"sada uzavřeného potrubí pro BS boxy (voliče větví)","Komerční"]
["KHRP26A250T",13584,"sada spojů pro krabice s přepínačem větví (BS)","Komerční"]
["KHRQ127H",6095,"starý typ","Komerční"]
["KHRQ22M20T",4120,"sada potrubí REFNET","Komerční"]
["KHRQ22M20TA",4120,"sada potrubí REFNET","Komerční"]
["KHRQ22M29H",7704,"rozdělovač REFNET","Komerční"]
["KHRQ22M29T9",4811,"rozbovač REFNET","Komerční"]
["KHRQ22M64H",9547,"rozdělovač REFNET","Komerční"]
["KHRQ22M64T",4533,"rozbočovač REFNET","Komerční"]
["KHRQ22M75H",12562,"rozdělovač REFNET","Komerční"]
["KHRQ22M75T",7955,"rozbočovač REFNET","Komerční"]
["KHRQ23M20T",5358,"rozbočovač REFNET","Komerční"]
["KHRQ23M29H",10853,"rozdělovač REFNET","Komerční"]
["KHRQ23M29T9",6095,"rozbočovač REFNET","Komerční"]
["KHRQ23M64H",13199,"rozdělovač REFNET","Komerční"]
["KHRQ23M64T",9949,"rozbočovač REFNET","Komerční"]
["KHRQ23M75H",18624,"rozdělovač REFNET","Komerční"]
["KHRQ23M75T",13868,"rozbočovač REFNET","Komerční"]
["KHRQ250H7",6968,"rozdělovač REFNET","Komerční"]
["KHRQ58H",4087,"sada potrubí REFNET","Komerční"]
["KHRQ58T",2948,"sada potrubí REFNET","Komerční"]
["KHRQM22M20T",4087,"rozbočovač REFNET","Komerční"]
["KHRQM22M29H",7704,"rozbočovač REFNET","Komerční"]
["KHRQM22M29T",5495,"rozbočovač REFNET","Komerční"]
["KHRQM22M64H",9547,"rozbočovač REFNET","Komerční"]
["KHRQM22M64T",4533,"rozbočovač REFNET","Komerční"]
["KHRQM22M75H",12562,"rozbočovač REFNET","Komerční"]
["KHRQM22M75T",8174,"rozbočovač REFNET","Komerční"]
["KHRQM23M20T",5358,"rozbočovač REFNET","Komerční"]
["KHRQM23M29H",10853,"rozbočovač REFNET","Komerční"]
["KHRQM23M29T",6095,"rozbočovač REFNET","Komerční"]
["KHRQM23M64H",13199,"rozbočovač REFNET","Komerční"]
["KHRQM23M64T",9949,"rozbočovač REFNET","Komerční"]
["KHRQM23M75H",18575,"rozbočovač REFNET","Komerční"]
["KHRQM23M75T",13868,"rozbočovač REFNET","Komerční"]
["KJB111A",938,"upevňovací krabice","Komerční"]
["KJB212A",2766,"upevňovací krabice","Komerční"]
["KJB311A",2878,"upevňovací krabice","Komerční"]
["KJB411A",4971,"instalační skříň   ","Komerční"]
["KKSA26A560",2679,"ACC<QA/VRV<OTHERS","Komerční"]
["KKSB26B1",2212,"ACC<QA/VRV<OTHERS","Komerční"]
["KLIC-DDV3",7604,"Rozhraní KNX pro Split","Komerční"]
["KLIC-DI_V2",8576,"Rozhraní KNX pro Sky Air a VRV","Komerční"]
["KNME080A4",1449,"filtr pro čističku vzduchu","Komerční"]
["KNME998",1741,"filtr pro čističku vzduchu","Komerční"]
["KPMH974A42",7914,0,"Komerční"]
["KPMH974B403",2782,"ACC<SPLIT<OTHERS","Komerční"]
["KPMH974B43",7914,"ACC<SPLIT<OTHERS","Komerční"]
["KRC19-26",2009,"mechanický volič vytápění/chlazení","Komerční"]
["KRCS01-1",2948,"kabelový snímač teploty místnosti","Komerční"]
["KRCS01-4",2948,"kabelový snímač teploty místnosti","Komerční"]
["KRCS01-5B",2948,0,"Komerční"]
["KRCS01-6B",4378,"kabelový snímač teploty místnosti","Komerční"]
["KRCS01-7B",2948,0,"Komerční"]
["KRCS01-8B",2948,"kabelový snímač teploty místnosti","Komerční"]
["KRP1B54",5929,"kabelový adaptér se dvěma výstupními signály","Komerční"]
["KRP1B56",4957,"kabelový adaptér se dvěma výstupními signály","Komerční"]
["KRP1B57",5025,"kabelový adaptér se dvěma výstupními signály","Komerční"]
["KRP1B61",6399,"kabelový adaptér se 4 výstupními signály","Komerční"]
["KRP1B97",5561,"instalační skříň pro adaptér PCB","Komerční"]
["KRP1BA58",5561,"instalační skříň pro adaptér PCB","Komerční"]
["KRP1BB101",2377,"instalační skříň pro adaptér PCB","Komerční"]
["KRP1BC101",2727,"instalační skříň pro adaptér PCB","Komerční"]
["KRP1C64",6408,"adaptér kabeláže","Komerční"]
["KRP1C65",8346,"adaptér kabeláže","Komerční"]
["KRP1C96",4020,"instalační skříň pro adaptér PCB","Komerční"]
["KRP1D93A",5358,"instalační skříň pro adaptér PCB","Komerční"]
["KRP1H98A",1810,"instalační skříň pro adaptér PCB","Komerční"]
["KRP2A51",12125,"adaptér pro centralizované monitorování a regulaci","Komerční"]
["KRP2A52",12125,"adaptér pro centralizované monitorování a regulaci","Komerční"]
["KRP2A53",12125,"adaptér pro centralizované monitorování a regulaci","Komerční"]
["KRP2A61",11888,"adaptér pro elektronické zařízení","Komerční"]
["KRP413A1S",7335,"kabelový adaptér","Komerční"]
["KRP4A51",6164,"adaptér pro skupinové ovláádání","Komerční"]
["KRP4A52",6164,"adaptér pro skupinové ovláádání","Komerční"]
["KRP4A53",6164,"adaptér pro skupinové ovláádání","Komerční"]
["KRP4A54",6164,"adaptér pro skupinové ovláádání","Komerční"]
["KRP4A54-9",6164,"adaptér pro skupinové ovláádání","Komerční"]
["KRP4A93",4689,"instalační skříň pro adaptér PCB","Komerční"]
["KRP4A96",2311,"instalační skříň pro adaptér PCB","Komerční"]
["KRP4AA95",2243,"instalační skříň pro adaptér PCB","Komerční"]
["KRP4B93",4689,0,"Komerční"]
["KRP50-2",7101,"adaptér PBC","Komerční"]
["KRP58M3",6835,"souprava adaptérů","Komerční"]
["KRP58M51",6835,"souprava adaptérů","Komerční"]
["KRP928A2S",9949,"adaptér rozhraní pro DIII-net","Komerční"]
["KRP980A1",1273,"adaptér rozhraní pro DIII-net","Komerční"]
["LREQ10BY1",456696,"venkovní jednotka ZEAS 400V","Chladírenství"]
["LREQ12BY1",495873,"venkovní jednotka ZEAS 400V","Chladírenství"]
["LREQ15BY1",619952,"venkovní jednotka ZEAS 400V","Chladírenství"]
["LREQ20BY1",696359,"venkovní jednotka ZEAS 400V","Chladírenství"]
["LREQ5BY1",314531,"venkovní jednotka ZEAS 400V","Chladírenství"]
["LREQ6BY1",355584,"venkovní jednotka ZEAS 400V","Chladírenství"]
["LREQ8BY1",401107,"venkovní jednotka ZEAS 400V","Chladírenství"]
["LRLEQ3BY1",196996,"kondenzační jednotka ZEAS 400V","Chladírenství"]
["LRLEQ4BY1",223041,"kondenzační jednotka ZEAS 400V","Chladírenství"]
["LRMEQ3BY1",183252,"venkovní jednotka Mini-ZEAS 400V","Chladírenství"]
["LRMEQ4BY1",207481,"venkovní jednotka Mini-ZEAS 400V","Chladírenství"]
["MAS106EA23XH",60230,0,"Chladírenství"]
["MAS107EA23XH",66460,0,"Chladírenství"]
["MAS211EA23XH",81961,0,"Chladírenství"]
["MAS320BB23TE",124005,0,"Chladírenství"]
["MAS320EB23TE",129931,0,"Chladírenství"]
["MAS320EB23XH",106832,0,"Chladírenství"]
["MAS430BB24TE",194669,0,"Chladírenství"]
["MAS430EB24TE",200849,0,"Chladírenství"]
["MAS430EB24XH",179117,0,"Chladírenství"]
["MAS535BB24TE",238284,0,"Chladírenství"]
["MAS535EB24TE",253733,0,"Chladírenství"]
["MAS535EB24XH",220046,0,"Chladírenství"]
["MAS545BB24TE",247604,0,"Chladírenství"]
["MAS545EB24TE",262395,0,"Chladírenství"]
["MAS545EB24XH",245172,0,"Chladírenství"]
["MAS660BB24TE",329210,0,"Chladírenství"]
["MAS660EB24TE",335593,0,"Chladírenství"]
["MAS660EB24XH",316495,0,"Chladírenství"]
["MDB106EA12XXA",54797,"Zanotti Bi-block O/U","Chladírenství"]
["MDB106EA12XXB",23470,"Zanotti Bi-block I/U","Chladírenství"]
["MDB107EA12XXA",62189,"Zanotti Bi-block O/U","Chladírenství"]
["MDB107EA12XXB",26652,"Zanotti Bi-block I/U","Chladírenství"]
["MDB212EB12XXA",73329,"Zanotti Bi-block O/U","Chladírenství"]
["MDB212EB12XXB",31425,"Zanotti Bi-block I/U","Chladírenství"]
["MDB315EB13XXA",84732,"Zanotti Bi-block O/U","Chladírenství"]
["MDB315EB13XXB",36300,"Zanotti Bi-block I/U","Chladírenství"]
["MDB320EB13XXA",90069,"Zanotti Bi-block O/U","Chladírenství"]
["MDB320EB13XXB",38588,"Zanotti Bi-block I/U","Chladírenství"]
["MDB425EB13XXA",138187,"Zanotti Bi-block O/U","Chladírenství"]
["MDB425EB13XXB",59207,"Zanotti Bi-block I/U","Chladírenství"]
["MDB530EB13XXA",174914,"Zanotti Bi-block O/U","Chladírenství"]
["MDB530EB13XXB",74947,"Zanotti Bi-block I/U","Chladírenství"]
["MDB635EB13XXA",212466,"Zanotti Bi-block O/U","Chladírenství"]
["MDB635EB13XXB",91057,"Zanotti Bi-block I/U","Chladírenství"]
["MDB645EB13XXA",246040,"Zanotti Bi-block O/U","Chladírenství"]
["MDB645EB13XXB",105458,"Zanotti Bi-block I/U","Chladírenství"]
["MDB706EB13XXA",293583,"Zanotti Bi-block O/U","Chladírenství"]
["MDB706EB13XXB",125804,"Zanotti Bi-block I/U","Chladírenství"]
["MDB707EB13XXA",311920,"Zanotti Bi-block O/U","Chladírenství"]
["MDB707EB13XXB",133695,"Zanotti Bi-block I/U","Chladírenství"]
["MGM103EA11XA",49030,"U                                       ","Chladírenství"]
["MGM105EA11XA",49891,"U                                       ","Chladírenství"]
["MGM106EA11XA",51615,"U                                       ","Chladírenství"]
["MGM107EA11XA",55924,"U                                       ","Chladírenství"]
["MGM110EA11XA",57515,"U                                       ","Chladírenství"]
["MGM211EA11XA",75682,"U                                       ","Chladírenství"]
["MGM212EB11XA",78234,"U                                       ","Chladírenství"]
["MGM315EB11XA",93252,"U                                       ","Chladírenství"]
["MGM320EB11XA",97462,"U                                       ","Chladírenství"]
["MGS103EA12XXA",39151,"U+PRS VNT+RES CAR                       ","Chladírenství"]
["MGS103EA12XXB",16774,"U                                       ","Chladírenství"]
["MGS105EA12XXA",46163,"U+WK1                                   ","Chladírenství"]
["MGS105EA12XXB",19736,"U+WK1                                   ","Chladírenství"]
["MGS106EA12XXA",43592,"U+WK1                                   ","Chladírenství"]
["MGS106EA12XXB",18697,"U+WK1                                   ","Chladírenství"]
["MGS107EA12XXA",46046,"Zanotti Bi-block O/U                    ","Chladírenství"]
["MGS107EA12XXB",19725,"Zanotti Bi-block I/U                    ","Chladírenství"]
["MGS110EA12XXA",48996,"U+WK1                                   ","Chladírenství"]
["MGS110EA12XXB",20984,"U+WK1                                   ","Chladírenství"]
["MGS211EA12XXA",55459,"U+WK1                                   ","Chladírenství"]
["MGS211EA12XXB",23768,"U+WK1                                   ","Chladírenství"]
["MGS212EB12XXA",63249,"U+WK1                                   ","Chladírenství"]
["MGS212EB12XXB",27117,"U+WK1                                   ","Chladírenství"]
["MGS315EB13XXA",76079,"U+WK3                                   ","Chladírenství"]
["MGS315EB13XXB",32619,"U+WK3                                   ","Chladírenství"]
["MGS320EB13XXA",80456,"U+WK3                                   ","Chladírenství"]
["MGS320EB13XXB",34477,"U+WK3                                   ","Chladírenství"]
["MSB005EA11XX",61460,"U                                       ","Chladírenství"]
["MSB106EA11XX",64278,"U                                       ","Chladírenství"]
["MSB107EA11XX",69318,"U                                       ","Chladírenství"]
["MSB210EA11XX",88610,"U                                       ","Chladírenství"]
["MSB212EB11XX",95538,"U                                       ","Chladírenství"]
["MSB315EB11XX",103096,"U                                       ","Chladírenství"]
["MSB320EB11XX",114600,"U                                       ","Chladírenství"]
["MSB425EB11XX",165786,"U                                       ","Chladírenství"]
["MSB530EB13XX",221007,"U+WK3                                   ","Chladírenství"]
["MSP106EA12XXA",52742,"U+WK1                                   ","Chladírenství"]
["MSP106EA12XXB",22608,"U                                       ","Chladírenství"]
["MSP107EA12XXA",56753,"U+WK1                                   ","Chladírenství"]
["MSP107EA12XXB",24331,"U+WK1                                   ","Chladírenství"]
["MSP315EB13XXA",76312,"U+WK3                                   ","Chladírenství"]
["MSP315EB13XXB",32685,"U+WK3                                   ","Chladírenství"]
["MSP320EB13XXA",82577,"U+WK3                                   ","Chladírenství"]
["MSP320EB13XXB",35405,"U+WK3                                   ","Chladírenství"]
["PAS330BB23TE",168733,0,"Chladírenství"]
["PAS330DB23XH",131906,0,"Chladírenství"]
["PAS450BB24TE",246944,0,"Chladírenství"]
["PAS450DB24XH",220705,0,"Chladírenství"]
["PAS565BB24TE",323689,0,"Chladírenství"]
["PAS565DB24XH",304997,0,"Chladírenství"]
["PAS695BB24TE",388881,0,"Chladírenství"]
["PAS695DB24XH",364161,0,"Chladírenství"]
["PLT1CAA",4925,0,"Komerční"]
["PLT1NAA",3858,0,"Komerční"]
["PLT2CAA",6485,0,"Komerční"]
["PLT2NAA",5171,0,"Komerční"]
["PLT3CAA",7551,0,"Komerční"]
["PLT3NAA",6321,0,"Komerční"]
["PREJ040015T",4241,"ACC<QA/VRV<MULTI-ZONING                 ","Komerční"]
["R04084124324B",5829,"ACC<QA/VRV<ADAPTER                      ","Komerční"]
["R04084153577",8634,"CTRL MODULE, NETPRO DUAL                ","Komerční"]
["RBRP069A61",7323,"LAN-Adapter to connect HPSU             ","Vytápění"]
["RCV103EA12S3",130066,"REFR-S<Wineblock<N/A                    ","Chladírenství"]
["RCV105EA12S3",133251,"REFR-S<Wineblock<N/A                    ","Chladírenství"]
["RCV206EA12S3",155637,"REFR-S<Wineblock<N/A                    ","Chladírenství"]
["RCV207EA12S3",167327,"REFR-S<Wineblock<N/A                    ","Chladírenství"]
["RDHV040015BKX",1285,"ACC<QA/VRV<MULTI-ZONING                 ","Komerční"]
["RDV101523EA",112346,"U+PRS LPF+PRS HPF+WK1                   ","Chladírenství"]
["RDV101523EB",48167,"U+PRS LPF+PRS HPF+WK1                   ","Chladírenství"]
["RDV101525EA",113108,"U+PRS LPF+PRS HPF+WK1                   ","Chladírenství"]
["RDV101525EB",48465,"U+PRS LPF+PRS HPF+WK1                   ","Chladírenství"]
["RDV101529EA",69753,"U+PRS LPF+PRS HPF+WK1                   ","Chladírenství"]
["RDV101529EB",29886,"U+PRS LPF+PRS HPF+WK1                   ","Chladírenství"]
["RDV102523EA",114666,"U+PRS LPF+PRS HPF+WK1                   ","Chladírenství"]
["RDV102523EB",49127,"U+PRS LPF+PRS HPF+WK1                   ","Chladírenství"]
["RDV102525EA",115462,"U+PRS LPF+PRS HPF+WK1                   ","Chladírenství"]
["RDV102525EB",49494,"U+PRS LPF+PRS HPF+WK1                   ","Chladírenství"]
["RDV102529EB",44687,"U+PRS LPF+PRS HPF+WK1                   ","Chladírenství"]
["RDV103EA12S3A",106545,"REFR-S<Wineblock<N/A                    ","Chladírenství"]
["RDV103EA12S3B",45693,"REFR-S<Wineblock<N/A                    ","Chladírenství"]
["RDV103EA12S7A",107324,"REFR-S<Wineblock<N/A                    ","Chladírenství"]
["RDV103EA12S7B",45975,"REFR-S<Wineblock<N/A                    ","Chladírenství"]
["RDV105EA12S3A",108741,"REFR-S<Wineblock<N/A                    ","Chladírenství"]
["RDV105EA12S3B",46614,"REFR-S<Wineblock<N/A                    ","Chladírenství"]
["RDV105EA12S7A",109521,"REFR-S<Wineblock<N/A                    ","Chladírenství"]
["RDV105EA12S7B",46897,"REFR-S<Wineblock<N/A                    ","Chladírenství"]
["RDV201523EB",56322,"U+PRS LPF+PRS HPF+WK1                   ","Chladírenství"]
["RDV201529EA",120832,"U+PRS LPF+PRS HPF+WK1                   ","Chladírenství"]
["RDV201529EB",51780,"U+PRS LPF+PRS HPF+WK1                   ","Chladírenství"]
["RDV202525EA",138567,"U+PRS LPF+PRS HPF+WK1                   ","Chladírenství"]
["RDV202525EB",40575,"U+PRS LPF+PRS HPF+WK1                   ","Chladírenství"]
["RDV202529EA",85810,"U+PRS LPF+PRS HPF+WK1                   ","Chladírenství"]
["RDV202529EB",36776,"U+PRS LPF+PRS HPF+WK1                   ","Chladírenství"]
["RDV206EA12S3A",124752,"REFR-S<Wineblock<N/A                    ","Chladírenství"]
["RDV206EA12S3B",53485,"REFR-S<Wineblock<N/A                    ","Chladírenství"]
["RDV206EA12S7A",127089,"REFR-S<Wineblock<N/A                    ","Chladírenství"]
["RDV206EA12S7B",54477,"REFR-S<Wineblock<N/A                    ","Chladírenství"]
["RDV207EA12S3A",129284,"REFR-S<Wineblock<N/A                    ","Chladírenství"]
["RDV207EA12S3B",55397,"REFR-S<Wineblock<N/A                    ","Chladírenství"]
["RDV207EA12S7A",131622,"REFR-S<Wineblock<N/A                    ","Chladírenství"]
["RDV207EA12S7B",56388,"REFR-S<Wineblock<N/A                    ","Chladírenství"]
["RDXYQ5T8",123033,"výměníková část VRV","Komerční"]
["RDXYQ8T",134583,"výměníková část VRV","Komerční"]
["REMA5A",245290,0,"Komerční"]
["REMQ5T",222487,"venk. jedn. VRV IV Heat Recovery 400V","Komerční"]
["REMQ5U",233610,"venk. jedn. VRV IV Heat Recovery 400V","Komerční"]
["REYA10A",387138,0,"Komerční"]
["REYA12A",464462,0,"Komerční"]
["REYA14A",551046,0,"Komerční"]
["REYA16A",629648,0,"Komerční"]
["REYA18A",724097,0,"Komerční"]
["REYA20A",796511,0,"Komerční"]
["REYA8A",353605,0,"Komerční"]
["REYQ10T",351147,"venk. jedn. VRV IV Heat Recovery 400V","Komerční"]
["REYQ10U",368703,"venk. jedn. VRV IV Heat Recovery 400V","Komerční"]
["REYQ12T",421280,"venk. jedn. VRV IV Heat Recovery 400V","Komerční"]
["REYQ12U",442344,"venk. jedn. VRV IV Heat Recovery 400V","Komerční"]
["REYQ14T",499816,"venk. jedn. VRV IV Heat Recovery 400V","Komerční"]
["REYQ14U",524806,"venk. jedn. VRV IV Heat Recovery 400V","Komerční"]
["REYQ16T",571110,"venk. jedn. VRV IV Heat Recovery 400V","Komerční"]
["REYQ16U",599665,"venk. jedn. VRV IV Heat Recovery 400V","Komerční"]
["REYQ18T",656777,"venk. jedn. VRV IV Heat Recovery 400V","Komerční"]
["REYQ18U",689616,"venk. jedn. VRV IV Heat Recovery 400V","Komerční"]
["REYQ20T",722460,"venk. jedn. VRV IV Heat Recovery 400V","Komerční"]
["REYQ20U",758582,"venk. jedn. VRV IV Heat Recovery 400V","Komerční"]
["REYQ8T",320730,"venk. jedn. VRV IV Heat Recovery 400V","Komerční"]
["REYQ8U",336767,"venk. jedn. VRV IV Heat Recovery 400V","Komerční"]
["RKXYQ5T8",163118,"vnitř. kompresorová jednotka VRV","Komerční"]
["RKXYQ8T",178434,"vnitř. kompresorová jednotka VRV","Komerční"]
["RLQV040015BKX",1928,"ACC<QA/VRV<MULTI-ZONING","Komerční"]
["RQEQ140P3",337965,"VRV 3 venkovní jednotka","Komerční"]
["RQEQ180P3",473131,"VRV 3 venkovní jednotka","Komerční"]
["RQEQ212P3",563252,"VRV 3 venkovní jednotka","Komerční"]
["RQYQ140P",300109,"VRV 3 venkovní jednotka","Komerční"]
["RRFR050050BTX",7002,"ACC<QA/VRV<MULTI-ZONING","Komerční"]
["RS-SE",3785,"RF čidlo","Komerční"]
["RTD-10",12160,"adaptér pro univerz. ext. řízení RTD-10","Komerční"]
["RTD-20",14571,"adaptér pro univerz. ext. řízení RTD-10","Komerční"]
["RTD-HO",12160,"adaptér Modbus RTD-HO","Komerční"]
["RTD-LT/CA",12596,"adaptér RTD-LT/CA","Komerční"]
["RTD-NET",9111,"adaptér Modbus RTD-NE","Komerční"]
["RTD-RA",7837,"adaptér Modbus RTD-RA","Komerční"]
["RTD-W",12729,"adaptér RTD-W","Komerční"]
["RTSQ8PA",357464,"VRV 3 TČ","Komerční"]
["RWEYQ10T9",376854,"vodou chlazené VRV 400V","Komerční"]
["RWEYQ12T9",403234,"vodou chlazené VRV 400V","Komerční"]
["RWEYQ14T9",431464,"vodou chlazené VRV 400V","Komerční"]
["RWEYQ8T9",337598,"vodou chlazené VRV 400V","Komerční"]
["RXA20A",41503,"Split venkovní jednotka","Rezidenční"]
["RXA20A9",41503,"Split venkovní jednotka","Rezidenční"]
["RXA25A",43660,"Split venkovní jednotka","Rezidenční"]
["RXA25A9",43660,"Split venkovní jednotka","Rezidenční"]
["RXA35A",49342,"Split venkovní jednotka","Rezidenční"]
["RXA35A9",49342,"Split venkovní jednotka","Rezidenční"]
["RXA42B",57998,"Split venkovní jednotka","Rezidenční"]
["RXA50B",66665,"Split venkovní jednotka","Rezidenční"]
["RXC20C",14769,"Split venkovní jednotka","Rezidenční"]
["RXC20D",14769,"-","Rezidenční"]
["RXC25C",15984,"Split venkovní jednotka","Rezidenční"]
["RXC25D",15984,"-","Rezidenční"]
["RXC35C",17360,"Split venkovní jednotka","Rezidenční"]
["RXC35D",17360,"-","Rezidenční"]
["RXC50B",25723,"Split venkovní jednotka","Rezidenční"]
["RXC50C",25723,"Split venkovní jednotka","Rezidenční"]
["RXC50D",25723,"-","Rezidenční"]
["RXC60B",30380,"Split venkovní jednotka","Rezidenční"]
["RXC60C",30380,"Split venkovní jednotka","Rezidenční"]
["RXC60D",30380,"-","Rezidenční"]
["RXC71C",38268,"Split venkovní jednotka","Rezidenční"]
["RXC71D",38268,"-","Rezidenční"]
["RXF20D",16713,"Split venkovní jednotka","Rezidenční"]
["RXF20E",16713,0,"Rezidenční"]
["RXF25D",17757,"Split venkovní jednotka","Rezidenční"]
["RXF25E",17757,0,"Rezidenční"]
["RXF35D",18260,"Split venkovní jednotka","Rezidenční"]
["RXF35E",18260,0,"Rezidenční"]
["RXF42D",21909,"Split venkovní jednotka","Rezidenční"]
["RXF42E",21909,0,"Rezidenční"]
["RXF50B",27872,"Split venkovní jednotka","Rezidenční"]
["RXF50D",27872,"Split venkovní jednotka","Rezidenční"]
["RXF60B",32112,"Split venkovní jednotka","Rezidenční"]
["RXF60D",32112,"Split venkovní jednotka","Rezidenční"]
["RXF71A",47435,"Split venkovní jednotka","Rezidenční"]
["RXF71D",47435,"Split venkovní jednotka","Rezidenční"]
["RXJ20A",43579,"Split venkovní jednotka","Rezidenční"]
["RXJ20M",40262,"Split venkovní jednotka","Rezidenční"]
["RXJ25A",45842,"Split venkovní jednotka","Rezidenční"]
["RXJ35A",51809,"Split venkovní jednotka","Rezidenční"]
["RXJ42A",62170,"Split venkovní jednotka","Rezidenční"]
["RXJ50A",69999,"Split venkovní jednotka","Rezidenční"]
["RXM20A",28091,"Split venkovní jednotka","Rezidenční"]
["RXM25A",30585,"Split venkovní jednotka","Rezidenční"]
["RXM35A",35804,"Split venkovní jednotka","Rezidenční"]
["RXM42A",42944,"Split venkovní jednotka","Rezidenční"]
["RXM50A",46511,"Split venkovní jednotka","Rezidenční"]
["RXM60A",53497,"Split venkovní jednotka","Rezidenční"]
["RXM71A",61488,"Split venkovní jednotka","Rezidenční"]
["RXP20M",19199,"Split venkovní jednotka","Rezidenční"]
["RXP20N",19199,0,"Rezidenční"]
["RXP25M",20914,"Split venkovní jednotka","Rezidenční"]
["RXP25N",20914,0,"Rezidenční"]
["RXP35M",23415,"Split venkovní jednotka","Rezidenční"]
["RXP35N",23415,0,"Rezidenční"]
["RXP50M",31940,"Split venkovní jednotka","Rezidenční"]
["RXP50N",31940,0,"Rezidenční"]
["RXP60M",36863,"Split venkovní jednotka","Rezidenční"]
["RXP60N",36863,0,"Rezidenční"]
["RXP71M",44235,"Split venkovní jednotka","Rezidenční"]
["RXP71N",44235,0,"Rezidenční"]
["RXTA30B",47842,"Split venkovní jednotka","Rezidenční"]
["RXTM30R",43522,"STYLISH split venkovní jednotka","Rezidenční"]
["RXTM40R",48605,"STYLISH split venkovní jednotka","Rezidenční"]
["RXTP25R",39836,"SPLIT<COMP<H/P                          ","Rezidenční"]
["RXTP35R",43522,"STYLISH split venkovní jednotka","Rezidenční"]
["RXYLQ10T",398253,"TČ VRV 4 venk. jednotka","Komerční"]
["RXYLQ12T",477937,"TČ VRV 4 venk. jednotka","Komerční"]
["RXYLQ14T",557589,"TČ VRV 4 venk. jednotka","Komerční"]
["RXYQ10U",328670,"TČ VRV 4 venk. jednotka","Komerční"]
["RXYQ10U5",328670,0,"Komerční"]
["RXYQ12U",394479,"TČ VRV 4 venk. jednotka","Komerční"]
["RXYQ12U5",394479,0,"Komerční"]
["RXYQ14U",460214,"TČ VRV 4 venk. jednotka","Komerční"]
["RXYQ14U5",460214,0,"Komerční"]
["RXYQ16U",527392,"TČ VRV 4 venk. jednotka","Komerční"]
["RXYQ16U5",527392,0,"Komerční"]
["RXYQ18U",629167,"TČ VRV 4 venk. jednotka","Komerční"]
["RXYQ18U5",629167,0,"Komerční"]
["RXYQ20U",692089,"TČ VRV 4 venk. jednotka","Komerční"]
["RXYQ20U5",692089,0,"Komerční"]
["RXYQ8U",300459,"TČ VRV 4 venk. jednotka","Komerční"]
["RXYQ8U5",300459,0,"Komerční"]
["RXYQQ10U",427287,"TČ VRV 4 venk. jednotka","Komerční"]
["RXYQQ12T",488376,"TČ VRV 4 venk. jednotka","Komerční"]
["RXYQQ12U",512793,"TČ VRV 4 venk. jednotka","Komerční"]
["RXYQQ14T",569805,"TČ VRV 4 venk. jednotka","Komerční"]
["RXYQQ14U",598294,"TČ VRV 4 venk. jednotka","Komerční"]
["RXYQQ16T",652938,"TČ VRV 4 venk. jednotka","Komerční"]
["RXYQQ16U",685585,"TČ VRV 4 venk. jednotka","Komerční"]
["RXYQQ18T",778979,"TČ VRV 4 venk. jednotka","Komerční"]
["RXYQQ18U",817927,"TČ VRV 4 venk. jednotka","Komerční"]
["RXYQQ20U",899745,"TČ VRV 4 venk. jednotka","Komerční"]
["RXYQQ8T",372003,"TČ VRV 4 venk. jednotka","Komerční"]
["RXYQQ8U",390603,"TČ VRV 4 venk. jednotka","Komerční"]
["RXYSA4AV1",158595,"VRV 5 venkovní jednotka","Komerční"]
["RXYSA4AY1",158595,"VRV 5 venkovní jednotka","Komerční"]
["RXYSA5AV1",176258,"VRV 5 venkovní jednotka","Komerční"]
["RXYSA5AY1",176258,"VRV 5 venkovní jednotka","Komerční"]
["RXYSA6AV1",196796,"VRV 5 venkovní jednotka","Komerční"]
["RXYSA6AY1",206653,"VRV 5 venkovní jednotka","Komerční"]
["RXYSCQ4TV1",144803,"VRV 4 S serie venk. jednotka","Komerční"]
["RXYSCQ5TV1",160933,"VRV 4 S serie venk. jednotka","Komerční"]
["RXYSCQ6TV1",177026,"VRV 4 S serie venk. jednotka","Komerční"]
["RXYSQ10TY1",240505,"VRV 4 S serie venk. jednotka","Komerční"]
["RXYSQ12TY1",291829,"VRV 4 S serie venk. jednotka","Komerční"]
["RXYSQ4TV9",144803,"VRV 4 S serie venk. jednotka","Komerční"]
["RXYSQ4TY9",144803,"VRV 4 S serie venk. jednotka","Komerční"]
["RXYSQ5TV9",160933,"VRV 4 S serie venk. jednotka","Komerční"]
["RXYSQ5TY9",160933,"VRV 4 S serie venk. jednotka","Komerční"]
["RXYSQ6TV9",179683,"VRV 4 S serie venk. jednotka","Komerční"]
["RXYSQ6TY9",188683,"VRV 4 S serie venk. jednotka","Komerční"]
["RXYSQ8TY1",205223,"VRV 4 S serie venk. jednotka","Komerční"]
["RXZ25N",59159,"Ururu Sarara venkovní jednotka","Komerční"]
["RXZ35N",68021,"Ururu Sarara venkovní jednotka","Komerční"]
["RXZ50N",82483,"Ururu Sarara venkovní jednotka","Komerční"]
["RYMQ10T",344771,"TČ VRV 4 venk. jednotka","Komerční"]
["RYMQ10U",362010,"TČ VRV 4 venk. jednotka","Komerční"]
["RYMQ10U5",362010,0,"Komerční"]
["RYMQ12T",428538,"TČ VRV 4 venk. jednotka","Komerční"]
["RYMQ12U",449965,"TČ VRV 4 venk. jednotka","Komerční"]
["RYMQ12U5",449965,0,"Komerční"]
["RYMQ14U",506937,"TČ VRV 4 venk. jednotka","Komerční"]
["RYMQ14U5",506937,0,"Komerční"]
["RYMQ16T",553221,"TČ VRV 4 venk. jednotka","Komerční"]
["RYMQ16U",580883,"TČ VRV 4 venk. jednotka","Komerční"]
["RYMQ16U5",580883,0,"Komerční"]
["RYMQ18T",660035,"TČ VRV 4 venk. jednotka","Komerční"]
["RYMQ18U",693039,"TČ VRV 4 venk. jednotka","Komerční"]
["RYMQ18U5",693039,0,"Komerční"]
["RYMQ20U",762347,"TČ VRV 4 venk. jednotka","Komerční"]
["RYMQ20U5",762347,0,"Komerční"]
["RYMQ8T",315192,"TČ VRV 4 venk. jednotka","Komerční"]
["RYMQ8U",330953,"TČ VRV 4 venk. jednotka","Komerční"]
["RYMQ8U5",330953,0,"Komerční"]
["RYYQ10U",379272,"TČ VRV 4 venk. jednotka","Komerční"]
["RYYQ12T",433518,"TČ VRV 4 venk. jednotka","Komerční"]
["RYYQ12U",455193,"TČ VRV 4 venk. jednotka","Komerční"]
["RYYQ14T",505754,"TČ VRV 4 venk. jednotka","Komerční"]
["RYYQ14U",531040,"TČ VRV 4 venk. jednotka","Komerční"]
["RYYQ16T",579583,"TČ VRV 4 venk. jednotka","Komerční"]
["RYYQ16U",608561,"TČ VRV 4 venk. jednotka","Komerční"]
["RYYQ18U",726039,"TČ VRV 4 venk. jednotka","Komerční"]
["RYYQ20T",760584,"TČ VRV 4 venk. jednotka","Komerční"]
["RYYQ20U",798614,"TČ VRV 4 venk. jednotka","Komerční"]
["RYYQ8T8",330180,"TČ VRV 4 venk. jednotka","Komerční"]
["RYYQ8U",346689,"TČ VRV 4 venk. jednotka","Komerční"]
["RZA200D",227874,"Sky Air  ADVANCE venk. jednotka","Sky Air velký"]
["RZA250D",265774,"Sky Air  ADVANCE venk. jednotka","Sky Air velký"]
["RZAG100MV1",93563,"SKY AIR<COMP<H/P<RZAG<100               ","Sky Air velký"]
["RZAG100MY1",104911,"SKY AIR<COMP<H/P<RZAG<100               ","Sky Air velký"]
["RZAG100NV1",98242,"Sky Air ALPHA venk. jednotka","Sky Air velký"]
["RZAG100NY1",110157,"Sky Air ALPHA venk. jednotka","Sky Air velký"]
["RZAG125MV1",102597,"SKY AIR<COMP<H/P<RZAG<125               ","Sky Air velký"]
["RZAG125MY1",112438,"SKY AIR<COMP<H/P<RZAG<125               ","Sky Air velký"]
["RZAG125NV1",107726,"Sky Air ALPHA venk. jednotka","Sky Air velký"]
["RZAG125NY1",118061,"Sky Air ALPHA venk. jednotka","Sky Air velký"]
["RZAG140MV1",115989,"SKY AIR<COMP<H/P<RZAG<140               ","Sky Air velký"]
["RZAG140MY1",126911,"SKY AIR<COMP<H/P<RZAG<140               ","Sky Air velký"]
["RZAG140NV1",121788,"Sky Air ALPHA venk. jednotka","Sky Air velký"]
["RZAG140NY1",133258,"Sky Air ALPHA venk. jednotka","Sky Air velký"]
["RZAG35A",43988,"Sky Air ALPHA venk. jednotka","Sky Air malý"]
["RZAG50A",57081,"Sky Air ALPHA venk. jednotka","Sky Air malý"]
["RZAG60A",65774,"Sky Air ALPHA venk. jednotka","Sky Air malý"]
["RZAG71MV1",67702,"SKY AIR<COMP<H/P<RZAG<071               ","Sky Air velký"]
["RZAG71NV1",71087,"Sky Air ALPHA venk. jednotka","Sky Air velký"]
["RZAG71NY1",85921,"Sky Air ALPHA venk. jednotka","Sky Air velký"]
["RZASG100MV1",63158,"Sky Air  ADVANCE venk. jednotka","Sky Air velký"]
["RZASG100MY1",66450,"Sky Air  ADVANCE venk. jednotka","Sky Air velký"]
["RZASG125MV1",69628,"Sky Air  ADVANCE venk. jednotka","Sky Air velký"]
["RZASG125MY1",71824,"Sky Air  ADVANCE venk. jednotka","Sky Air velký"]
["RZASG140MV1",77501,"Sky Air  ADVANCE venk. jednotka","Sky Air velký"]
["RZASG140MY1",79052,"Sky Air  ADVANCE venk. jednotka","Sky Air velký"]
["RZASG71MV1",49422,"Sky Air  ADVANCE venk. jednotka","Sky Air velký"]
["SEHVX20BW",161856,"vzduchem chlazené TČ vnitřní jednotka","Komerční"]
["SEHVX32BW",180916,"vzduchem chlazené TČ vnitřní jednotka","Komerční"]
["SEHVX40BW",189688,"vzduchem chlazené TČ vnitřní jednotka","Komerční"]
["SEHVX64BW",193117,"vzduchem chlazené TČ vnitřní jednotka","Komerční"]
["SERHQ020BW1",242244,"vzduchem chlazené TČ vnitřní jednotka","Komerční"]
["SERHQ032BW1",341150,"vzduchem chlazené TČ vnitřní jednotka","Komerční"]
["SRC-HPA",2549,"kabelový ovladač","Komerční"]
["UATYA100BBAY1",1899277,"rooftop monoblok","Komerční"]
["UATYA100BFC2Y1",2051224,"rooftop monoblok","Komerční"]
["UATYA100BFC3Y1",2379366,"rooftop monoblok","Komerční"]
["UATYA110BBAY1",2089173,"rooftop monoblok","Komerční"]
["UATYA110BFC2Y1",2256331,"rooftop monoblok","Komerční"]
["UATYA110BFC3Y1",2617302,"rooftop monoblok","Komerční"]
["UATYA120BBAY1",2193610,"rooftop monoblok","Komerční"]
["UATYA120BFC2Y1",2369126,"rooftop monoblok","Komerční"]
["UATYA120BFC3Y1",2748166,"rooftop monoblok","Komerční"]
["UATYA140BBAY1",2412947,"rooftop monoblok","Komerční"]
["UATYA140BFC2Y1",2606007,"rooftop monoblok","Komerční"]
["UATYA140BFC3Y1",3022999,"rooftop monoblok","Komerční"]
["UATYA150BBAY1",2533573,"rooftop monoblok","Komerční"]
["UATYA150BFC2Y1",2736346,"rooftop monoblok","Komerční"]
["UATYA150BFC3Y1",3174118,"rooftop monoblok","Komerční"]
["UATYA160BBAY1",2660220,"rooftop monoblok","Komerční"]
["UATYA160BFC2Y1",2873159,"rooftop monoblok","Komerční"]
["UATYA160BFC3Y1",3332843,"rooftop monoblok","Komerční"]
["UATYA180BBAY1",2793271,"rooftop monoblok","Komerční"]
["UATYA180BFC2Y1",3016824,"rooftop monoblok","Komerční"]
["UATYA180BFC3Y1",3499475,"rooftop monoblok","Komerční"]
["UATYA190BBAY1",2932944,"rooftop monoblok","Komerční"]
["UATYA190BFC2Y1",3167643,"rooftop monoblok","Komerční"]
["UATYA190BFC3Y1",3674463,"rooftop monoblok","Komerční"]
["UATYA25BBAY1",813878,"rooftop monoblok","Komerční"]
["UATYA25BFC2Y1",878934,"rooftop monoblok","Komerční"]
["UATYA25BFC3Y1",1019589,"rooftop monoblok","Komerční"]
["UATYA30BBAY1",854539,"rooftop monoblok","Komerční"]
["UATYA30BFC2Y1",922908,"rooftop monoblok","Komerční"]
["UATYA30BFC3Y1",1070564,"rooftop monoblok","Komerční"]
["UATYA40BBAY1",940001,"rooftop monoblok","Komerční"]
["UATYA40BFC2Y1",1015221,"rooftop monoblok","Komerční"]
["UATYA40BFC3Y1",1177635,"rooftop monoblok","Komerční"]
["UATYA50BBAY1",1081032,"rooftop monoblok","Komerční"]
["UATYA50BFC2Y1",1167470,"rooftop monoblok","Komerční"]
["UATYA50BFC3Y1",1354279,"rooftop monoblok","Komerční"]
["UATYA60BBAY1",1297206,"rooftop monoblok","Komerční"]
["UATYA60BFC2Y1",1400964,"rooftop monoblok","Komerční"]
["UATYA60BFC3Y1",1625122,"rooftop monoblok","Komerční"]
["UATYA70BBAY1",1426941,"rooftop monoblok","Komerční"]
["UATYA70BFC2Y1",1541090,"rooftop monoblok","Komerční"]
["UATYA70BFC3Y1",1787612,"rooftop monoblok","Komerční"]
["UATYA80BBAY1",1569626,"rooftop monoblok","Komerční"]
["UATYA80BFC2Y1",1695223,"rooftop monoblok","Komerční"]
["UATYA80BFC3Y1",1966366,"rooftop monoblok","Komerční"]
["UATYA90BBAY1",1726622,"rooftop monoblok","Komerční"]
["UATYA90BFC2Y1",1864716,"rooftop monoblok","Komerční"]
["UATYA90BFC3Y1",2163039,"rooftop monoblok","Komerční"]
["UATYAAVM1",3791,"gumové antivibrační držáky","Komerční"]
["UATYAAVM2",3791,"gumové antivibrační držáky","Komerční"]
["UATYAC75A",1138,"hrubý filtr ISO 75% (G4)","Komerční"]
["UATYAC75B",2212,"hrubý filtr ISO 75% (G4)","Komerční"]
["UATYAC75C",2085,"hrubý filtr ISO 75% (G4)","Komerční"]
["UATYACAP",17441,"ultrazvukový průtokoměr pro regulaci konstantního tlaku vzduchu","Komerční"]
["UATYACO2P",57945,"čidlo CO2","Komerční"]
["UATYAEPM1050A",1580,"Filtr ISO ePM10 50% (M5/F5)","Komerční"]
["UATYAEPM1050B",2401,"Filtr ISO ePM10 50% (M5/F5)","Komerční"]
["UATYAEPM1050C",2401,"Filtr ISO ePM10 50% (M5/F5)","Komerční"]
["UATYAEPM1070A",5308,"Filtr ISO ePM10 50% (M5/F5)","Komerční"]
["UATYAEPM1070B",8846,"Filtr ISO ePM10 50% (M5/F5)","Komerční"]
["UATYAEPM1070C",7835,"Filtr ISO ePM10 50% (M5/F5)","Komerční"]
["UATYAEPM150A",5308,"pevný sáčkový filtr ISO ePM1 50% (F7)","Komerční"]
["UATYAEPM150B",8846,"pevný sáčkový filtr ISO ePM1 50% (F7)","Komerční"]
["UATYAEPM150C",7835,"pevný sáčkový filtr ISO ePM1 50% (F7)","Komerční"]
["UATYAEPM185A",5308,"pevný sáčkový filtr ISO ePM1 85% (F9)","Komerční"]
["UATYAEPM185B",8846,"pevný sáčkový filtr ISO ePM1 85% (F9)","Komerční"]
["UATYAEPM185C",7835,"pevný sáčkový filtr ISO ePM1 85% (F9)","Komerční"]
["UATYARPH1",21421,"protidešťový kryt typ 1","Komerční"]
["UATYARPH10",58416,"protidešťový kryt typ 10","Komerční"]
["UATYARPH2",36524,"protidešťový kryt typ 2","Komerční"]
["UATYARPH3",31783,"protidešťový kryt typ 3","Komerční"]
["UATYARPH4",42842,"protidešťový kryt typ 4","Komerční"]
["UATYARPH5",49225,"protidešťový kryt typ 5","Komerční"]
["UATYARPH6",67487,"protidešťový kryt typ 6","Komerční"]
["UATYARPH7",37594,"protidešťový kryt typ 7","Komerční"]
["UATYARPH8",40816,"protidešťový kryt typ 8","Komerční"]
["UATYARPH9",53622,"protidešťový kryt typ 9","Komerční"]
["UATYARRP",6192,"čidlo teploty vratného vzduchu","Komerční"]
["UATYASA",24834,"čidlokouře a ohně","Komerční"]
["UATYAWRC",23886,"barevný dotykový ovladač","Komerční"]
["UATYPC10AY1",832566,"rooftop  ","Komerční"]
["UATYPC12AY1",954496,"rooftop  ","Komerční"]
["UATYQ250CY1",244375,"rooftop  ","Komerční"]
["UATYQ350CY1",354677,"rooftop  ","Komerční"]
["UATYQ450CY1",458614,"rooftop  ","Komerční"]
["UATYQ550CY1",545694,"rooftop  ","Komerční"]
["UATYQ600CY1",565919,"rooftop  ","Komerční"]
["UATYQ700CY1",568004,"rooftop  ","Komerční"]
["UATYQ900CY1",624803,"rooftop  ","Komerční"]
["UATYQAVM1",3350,"rooftop","Komerční"]
["UATYQBACNET",31388,"rooftop Bacnet rozhraní","Komerční"]
["UATYQRAPH1",13337,"rooftop ochrana proti dešti","Komerční"]
["UATYQRAPH2",17803,"rooftop ochrana proti dešti","Komerční"]
["UATYQRAPH3",19416,"rooftop ochrana proti dešti","Komerční"]
["UATYQRAPH4",32412,"rooftop ochrana proti dešti","Komerční"]
["UATYQRAPH5",39857,"rooftop ochrana proti dešti","Komerční"]
["UATYQWRC",21434,"rooftop ochrana proti dešti","Komerční"]
["VAM1000J",122828,"VAM vzd jednotka s rekuperací","Komerční"]
["VAM1500J",183577,"VAM vzd jednotka s rekuperací","Komerční"]
["VAM150FC9",46273,"VAM vzd jednotka s rekuperací","Komerční"]
["VAM2000J",231319,"VAM vzd jednotka s rekuperací","Komerční"]
["VAM250FC9",50323,"VAM vzd jednotka s rekuperací","Komerční"]
["VAM350J",65030,"VAM vzd jednotka s rekuperací","Komerční"]
["VAM500J",69999,"VAM vzd jednotka s rekuperací","Komerční"]
["VAM650J",91002,"VAM vzd jednotka s rekuperací","Komerční"]
["VAM800J",101542,"VAM vzd jednotka s rekuperací","Komerční"]
["VKFWGA012T3V",4523,"3 cestný ventil 230 V on/off","Komerční"]
["VKFWGA014T3V",9248,"3 cestný ventil 230 V on/off","Komerční"]
["VKFWGA022T3V",4895,"3 cestný ventil 230 V on/off","Komerční"]
["VKFWGA024T3V",9622,"3 cestný ventil 230 V on/off","Komerční"]
["VKM100GBM",198205,"VAM vzd jednotka s rekuperací","Komerční"]
["VKM50GBM",128601,"VAM vzd jednotka s rekuperací","Komerční"]
["VKM80GBM",176132,"VAM vzd jednotka s rekuperací","Komerční"]
["VNT0001711",12302,"LTE200N4-AL.CR.AL-E                     ","Chladírenství"]
["VNT0002740",13468,"LTE205N4-AL.CU.AL-E                     ","Chladírenství"]
["VNT0003284",16628,"CCEH301L3-AL.CU.AL-E.CB                 ","Chladírenství"]
["VNT0003369",22919,0,"Chladírenství"]
["VNT0003416",26507,0,"Chladírenství"]
["VNT0003501",18609,0,"Chladírenství"]
["VNT0003507",25276,0,"Chladírenství"]
["VNT0003508",35664,0,"Chladírenství"]
["VNT0003549",23669,0,"Chladírenství"]
["VNT0003552",51783,0,"Chladírenství"]
["VNT0003572",33068,0,"Chladírenství"]
["VNT0003919",31515,0,"Chladírenství"]
["VNT0004607",26882,0,"Chladírenství"]
["VNT0004614",35664,0,"Chladírenství"]
["WRC-HPC",951,"ACC<FCU<N-U                             ","Komerční"]
["YFSTA6",646,"Fan stop thermostat                     ","Komerční"]
["Z380M",12364,"ACC<QA/VRV<CONTROL SYST                 ","Komerční"]
["CE.B_2-COVERS-H100",12643,"2 kryty RAL  9016","Komerční"]
["CE.B_2-COVERS-H150",15376,"2 kryty RAL  9016","Komerční"]
["CE.B_3-COVERS-H100",17216,"-","Komerční"]
["CE.B_3-COVERS-H150",21695,"3 kryty RAL  9016","Komerční"]
["EKRACPUR1PA",3082,0,"Vytápění"]
["EKRCTRDI2BA",3082,0,"Vytápění"]
["EKRCTRDI3BA",3082,0,"Vytápění"]
["EKRMIBEV1V3",7379,0,"Vytápění"]
["EKRRVATR2BA",2433,0,"Vytápění"]
["EKRSENDI1BA",1865,0,"Vytápění"]
["EKRSIBDI1V3",4298,0,"Vytápění"]
["EKRUFHT61V3",9244,0,"Vytápění"]
["KNME043B4",5914,0,"Komerční"]
["RXYQ10UD",328670,0,"Komerční"]
["RXYQ12UD",394479,0,"Komerční"]
["RXYQ14UD",460214,0,"Komerční"]
["RXYQ16UD",527392,0,"Komerční"]
["RXYQ18UD",629167,0,"Komerční"]
["RXYQ20UD",692089,0,"Komerční"]
["RXYQ8UD",300459,0,"Komerční"]
["AZEZ6DAIBS07L4",59811,0,"Komerční"]
["AZEZ6DAIBS07M3",56000,0,"Komerční"]
["AZEZ6DAIBS07M4",59811,0,"Komerční"]
["AZEZ6DAIBS07S2",51994,0,"Komerční"]
["AZEZ6DAIBS07S3",56000,0,"Komerční"]
["EKHWSP200D3V3",46004,"Zásobník na teplou vodu z nerezové oceli s objemem 200L","Vytápění"]
["EKHWSP250D3V3",46617,"Zásobník na teplou vodu z nerezové oceli s objemem 250L","Vytápění"]
["EKHWSP300D3V3",47231,"Zásobník na teplou vodu z nerezové oceli s objemem 300L","Vytápění"]
["00004358",75031,"DucoBox Energy Premium 325 - 1ZS - levá, 1-zónová, bez předehřívače","Rezidenční"]
["00004359",75031,"DucoBox Energy Premium 325 - 1ZS - pravá, 1-zónová, bez předehřívače","Rezidenční"]
["00004362",86558,"DucoBox Energy Premium 325 - 2ZS - levá, 2-zónová, bez předehřívače","Rezidenční"]
["00004363",86558,"DucoBox Energy Premium 325 - 2ZS - pravá, 2-zónová, bez předehřívače","Rezidenční"]
["00004366",84636,"DucoBox Energy Premium 400 - 1ZS - levá, 1-zónová, bez předehřívače","Rezidenční"]
["00004367",84636,"DucoBox Energy Premium 400 - 1ZS - pravá, 1-zónová, bez předehřívače","Rezidenční"]
["00004370",96107,"DucoBox Energy Premium 400 - 2ZS - levá, 2-zónová, bez předehřívače","Rezidenční"]
["00004371",96107,"DucoBox Energy Premium 400 - 2ZS - pravá, 2-zónová, bez předehřívače","Rezidenční"]
["00004360",78874,"DucoBox Energy Premium 325 - 1ZH - levá, 1-zónová, s předehřívačem","Rezidenční"]
["00004361",78874,"DucoBox Energy Premium 325 - 1ZH - pravá, 1-zónová, s předehřívačem","Rezidenční"]
["00004364",90344,"DucoBox Energy Premium 325 - 2ZH - levá, 2-zónová, s předehřívačem","Rezidenční"]
["00004365",90344,"DucoBox Energy Premium 325 - 2ZH - pravá, 2-zónová, s předehřívačem","Rezidenční"]
["00004368",88422,"DucoBox Energy Premium 400 - 1ZH - levá, 1-zónová, s předehřívačem","Rezidenční"]
["00004369",88422,"DucoBox Energy Premium 400 - 1ZH - pravá, 1-zónová, s předehřívačem","Rezidenční"]
["00004372",100005,"DucoBox Energy Premium 400 - 2ZH - levá, 2-zónová, s předehřívačem","Rezidenční"]
["00004373",100005,"DucoBox Energy Premium 400 - 2ZH - pravá, 2-zónová, s předehřívačem","Rezidenční"]

{"sheet":"Custom","index":13,"n_rows":2,"n_cols":1,"rows_kept":2,"cut":false,"hidden":true,"merged":[]}
["Reveall"]
["Custom"]